## Standard deviation
Without shift
| Energy rate tariff |  | Measured power tariff |  | Tiered rate tariff |  | Time of use tariff |  |  | Shift | Measured power tariff |  | Tiered rate tariff |  | Time of use tariff
Building type | TEK17 | 60s | TEK17 | 60s | TEK17 | 60s | TEK17 | 60s |  | Building type | TEK17 | 60s | TEK17 | 60s | TEK17 | 60s
| 3466.7501 | 3610.8088 | 3652.1918 | 3503.3745 | 5676.731 | 6762.0948 | 3498.7531 | 3622.6411 |  |  | 1994.344 | 2192.438 | 2535.145 | 1989.7198 | 2561.5676 | 2658.3323
| 144.0587 |  | 148.8173 |  | 1085.3639 |  | 123.8881 |  |  |  | 198.094 |  | 545.4252 |  | 96.7647
Heating system | Direct | ASHP | Direct | ASHP | Direct | ASHP | Direct | ASHP | Implemetatiomn | Heating system | Direct | ASHP | Direct | ASHP | Direct | ASHP
| 3971.4725 | 2583.8826 | 3941.9999 | 2761.1592 | 7467.1828 | 3589.7524 | 3943.9905 | 2675.6705 |  |  | 2324.5002 | 1598.018 | 2207.1814 | 2317.7552 | 2912.2879 | 1976.982
| 1387.5899 |  | 1180.8407 |  | 3877.4304 |  | 1268.3201 |  |  |  | 726.4822 |  | 110.5738 |  | 935.3059
Solar PV panels | 0 m2 | 6 m2 | 0 m2 | 6 m2 | 0 m2 | 6 m2 | 0 m2 | 6 m2 |  | Solar PV panels | 0 m2 | 6 m2 | 0 m2 | 6 m2 | 0 m2 | 6 m2
| 3746.2005 | 3651.0871 | 3678.5675 | 3657.0124 | 6626.5769 | 6301.4432 | 3827.5758 | 3734.0232 |  |  | 2202.3332 | 2133.132 | 2413.3456 | 2387.552 | 2761.2578 | 2693.4976
| 95.1134 |  | 21.5551 |  | 325.1337 |  | 93.5526 |  |  |  | 69.2012 |  | 25.7936 |  | 67.7602
Solar thermal collector | 0 m2 | 6 m2 | 0 m2 | 6 m2 | 0 m2 | 6 m2 | 0 m2 | 6 m2 |  | Solar thermal collector | 0 m2 | 6 m2 | 0 m2 | 6 m2 | 0 m2 | 6 m2
| 3718.9166 | 3700.5063 | 3657.2941 | 3665.8693 | 6607.1536 | 6319.2193 | 3804.0673 | 3785.9584 |  |  | 2111.6299 | 2210.4076 | 2397.6722 | 2405.0723 | 2746.6245 | 2730.4871
| 18.4102 |  | 8.5752 |  | 287.9344 |  | 18.1089 |  |  |  | 98.7777 |  | 7.4 |  | 16.1374
Window openings | Normal | Occupants open | Normal | Occupants open | Normal | Occupants open | Normal | Occupants open |  | Window openings | Normal | Occupants open | Normal | Occupants open | Normal | Occupants open
| 2048.1195 | 2890.613 | 1863.7452 | 2520.7624 | 2139.5774 | 5777.5004 | 2222.7076 | 2887.8948 |  |  | 1476.9815 | 1857.3748 | 1945.0791 | 869.6049 | 1614.5021 | 2153.2546
| 842.4935 |  | 657.0172 |  | 3637.9231 |  | 665.1872 |  |  |  | 380.3932 |  | 1075.4742 |  | 538.7525
EV1 | NoEV | EV charging | NoEV | EV charging | NoEV | EV charging | NoEV | EV charging |  | EV1 | NoEV | EV charging | NoEV | EV charging | NoEV | EV charging
| 3480.3379 | 3499.7476 | 3427.9454 | 3528.7091 | 4786.0154 | 7373.1889 | 3643.9656 | 3657.4329 |  |  | 2035.5408 | 1651.466 | 2710.9926 | 1889.947 | 2515.0575 | 2528.6395
| 19.4097 |  | 100.7637 |  | 2587.1734 |  | 13.4674 |  |  |  | 384.0749 |  | 821.0456 |  | 13.582
EV2 | NoEV | EV delayed | NoEV | EV delayed | NoEV | EV delayed | NoEV | EV delayed |  | EV2 | NoEV | EV delayed | NoEV | EV delayed | NoEV | EV delayed
| 3480.3379 | 3494.952 | 3427.9454 | 3354.1072 | 4786.0154 | 6213.0914 | 3643.9656 | 3661.1458 |  |  | 2035.5408 | 1886.7556 | 2710.9926 | 2197.4828 | 2515.0575 | 2532.7778
| 14.6141 |  | 2785.146 |  | 1427.0759 |  | 17.1802 |  |  |  | 161.942 |  | 513.5098 |  | 17.7202
EV3 | EV charging | EV delayed | EV charging | EV delayed | EV charging | EV delayed | EV charging | EV delayed |  | EV3 | EV charging | EV delayed | EV charging | EV delayed | EV charging | EV delayed
| 3499.7476 | 3494.952 | 3528.7091 | 3354.1072 | 7373.1889 | 6213.0914 | 3657.4329 | 3661.1458 |  |  | 1651.466 | 1886.7556 | 1889.947 | 2197.4828 | 2528.6395 | 2532.7778
| 4.7956 |  | 174.6019 |  | 1160.0975 |  | 3.7128 |  |  |  | 235.2897 |  | 307.5359 |  | 4.1383
Difference with/without shift | Measured power tariff |  | Tiered rate tariff |  | Time of use tariff
Building type | TEK17 | 60s | TEK17 | 60s | TEK17 | 60s
| 1657.8478 | 1310.9365 | 3141.586 | 4772.375 | 937.1855 | 964.3089
| 346.9114 |  | 1630.789 |  | 27.1234
Heating system | Direct | ASHP | Direct | ASHP | Direct | ASHP
| 1617.4997 | 1163.1411 | 5260.0015 | 1271.9972 | 1031.7027 | 698.6885
| 454.3586 |  | 3988.0042 |  | 333.0142
Solar PV panels | 0 m2 | 6 m2 | 0 m2 | 6 m2 | 0 m2 | 6 m2
| 1476.2342 | 1523.8804 | 4213.2313 | 3913.8912 | 1066.318 | 1040.5256
| 47.6462 |  | 299.3401 |  | 25.7924
Solar thermal collector | 0 m2 | 6 m2 | 0 m2 | 6 m2 | 0 m2 | 6 m2
| 1545.6642 | 1455.4617 | 4209.4814 | 3914.147 | 1057.4428 | 1055.4713
| 90.2024 |  | 295.3344 |  | 1.9715
Window openings | Normal | Occupants open | Normal | Occupants open | Normal | Occupants open
| 386.7637 | 663.3877 | 194.4983 | 4907.8956 | 608.2056 | 734.6402
| 276.624 |  | 4713.3973 |  | 126.4347
EV1 | NoEV | EV charging | NoEV | EV charging | NoEV | EV charging
| 1392.4045 | 1877.2432 | 2075.0228 | 5483.2419 | 1128.908 | 1128.7934
| 484.8386 |  | 3408.2191 |  | 0.1146
EV2 | NoEV | EV delayed | NoEV | EV delayed | NoEV | EV delayed
| 1392.4045 | 1467.3516 | 2075.0228 | 4015.6085 | 1128.908 | 1128.368
| 2623.204 |  | 1940.5857 |  | 0.54002
EV3 | EV charging | EV delayed | EV charging | EV delayed | EV charging | EV delayed
| 1877.2432 | 1467.3516 | 5483.2419 | 4015.6085 | 1128.7934 | 1128.368
| 409.8915 |  | 1467.6334 |  | 0.42542

## Standard deviation (2)
STANDARD DEVIATION [NOK]
|  | Envelope |  | Heating system |  | PV |  | STC |  | Window openings |  | EV1
|  | TEK17 | 60s | Direct | ASHP | NoPV | PV | NoSTC | STC | WN | WO | NoEV | Evc | EV delayed
NoShift | Energy | 3466.7501 | 3610.8088 | 3971.4725 | 2583.8826 | 3746.2005 | 3651.0871 | 3718.9166 | 3700.5063 | 2048.1195 | 2890.613 | 3480.3379 | 3499.7476 | 3494.952
| Measured | 3652.1918 | 3503.3745 | 3941.9999 | 2761.1592 | 3678.5675 | 3657.0124 | 3657.2941 | 3665.8693 | 1863.7452 | 2520.7624 | 3427.9454 | 3528.7091 | 3354.1072
| Tiered | 5676.731 | 6762.0948 | 7467.1828 | 3589.7524 | 6626.5769 | 6301.4432 | 6607.1536 | 6319.2193 | 2139.5774 | 5777.5004 | 4786.0154 | 7373.1889 | 6213.0914
| TOU | 3498.7531 | 3622.6411 | 3943.9905 | 2675.6705 | 3827.5758 | 3734.0232 | 3804.0673 | 3785.9584 | 2222.7076 | 2887.8948 | 3643.9656 | 3657.4329 | 3661.1458
Shift | Energy | 0 | 0 | 0 | 0 | 0 | 0 | 0 | 0 | 0 | 0 | 0 | 0 | 0
| Measured | 1994.344 | 2192.438 | 2324.5002 | 1598.018 | 2202.3332 | 2133.132 | 2111.6299 | 2210.4076 | 1476.9815 | 1857.3748 | 2035.5408 | 1651.466 | 1886.7556
| Tiered | 2535.145 | 1989.7198 | 2207.1814 | 2317.7552 | 2413.3456 | 2387.552 | 2397.6722 | 2405.0723 | 1945.0791 | 869.6049 | 2710.9926 | 1889.947 | 2197.4828
| TOU | 2561.5676 | 2658.3323 | 2912.2879 | 1976.982 | 2761.2578 | 2693.4976 | 2746.6245 | 2730.4871 | 1614.5021 | 2153.2546 | 2515.0575 | 2528.6395 | 2532.7778

## Median cost
| MEDIAN: Without shift | [8 empty] | MEDIAN: With shift
| Energy rate tariff |  | Measured power tariff |  | Tiered rate tariff |  | Time of use tariff |  | Shift | Energy rate tariff |  | Measured power tariff |  | Tiered rate tariff |  | Time of use tariff
Building type | TEK17 | 60s | TEK17 | 60s | TEK17 | 60s | TEK17 | 60s | Building type | TEK17 | 60s | TEK17 | 60s | TEK17 | 60s | TEK17 | 60s
| 7566.6256 | 10620.3119 | 8564.3356 | 10725.8595 | 8946.5085 | 11548.9935 | 8156.4967 | 11551.2344 |  | 7566.6256 | 10620.3119 | 7364.8237 | 8371.1171 | 8047.9716 | 10260.658 | 6716.3393 | 9029.3691
| 3053.6863 |  | 2161.5239 |  | 2602.485 |  | 3394.7377 |  |  | 3053.6863 |  | 1006.2934 |  | 2212.6864 |  | 2313.0298
Heating system | Direct | ASHP | Direct | ASHP | Direct | ASHP | Direct | ASHP | Heating system | Direct | ASHP | Direct | ASHP | Direct | ASHP | Direct | ASHP
| 11229.581 | 8124.8281 | 11817.8586 | 8802.1455 | 13224.414 | 9421.9864 | 12172.2571 | 8628.405 |  | 11229.581 | 8124.8281 | 8583.5719 | 7049.3655 | 10419.3017 | 8497.3597 | 9343.4013 | 7078.0092
| 3104.7529 |  | 3015.7132 |  | 3802.4277 |  | 3543.8521 |  |  | 3104.7529 |  | 1534.2063 |  | 1921.9419 |  | 2265.3922
Solar PV panels | 0 m2 | 6 m2 | 0 m2 | 6 m2 | 0 m2 | 6 m2 | 0 m2 | 6 m2 | Solar PV panels | 0 m2 | 6 m2 | 0 m2 | 6 m2 | 0 m2 | 6 m2 | 0 m2 | 6 m2
| 10232.2865 | 9563.0462 | 10300.2334 | 10030.0633 | 11486.8289 | 11285.9027 | 10867.8432 | 10162.5037 |  | 10232.2865 | 9563.0462 | 8107.4224 | 7847.5394 | 10159.5722 | 9985.2908 | 8546.3522 | 7977.014
| 669.2403 |  | 270.1702 |  | 200.9262 |  | 705.3395 |  |  | 669.2403 |  | 259.883 |  | 174.2813 |  | 569.3382
Solar thermal collector | 0 m2 | 6 m2 | 0 m2 | 6 m2 | 0 m2 | 6 m2 | 0 m2 | 6 m2 | Solar thermal collector | 0 m2 | 6 m2 | 0 m2 | 6 m2 | 0 m2 | 6 m2 | 0 m2 | 6 m2
| 10067.2957 | 9750.9955 | 10505.6839 | 9866.891 | 11535.5965 | 11285.9027 | 10544.4788 | 10282.0342 |  | 10067.2957 | 9750.9955 | 8050.5784 | 7507.5135 | 10116.607 | 10034.2347 | 8406.9153 | 8135.6878
| 316.3002 |  | 638.7929 |  | 249.6938 |  | 262.4446 |  |  | 316.3002 |  | 543.0648 |  | 82.3723 |  | 271.2275
Window openings | Normal | Occupants open | Normal | Occupants open | Normal | Occupants open | Normal | Occupants open | Window openings | Normal | Occupants open | Normal | Occupants open | Normal | Occupants open | Normal | Occupants open
| 7365.3521 | 12328.6968 | 7881.0489 | 13068.4213 | 7824.135 | 15985.9862 | 7689.746 | 12977.1948 |  | 7365.3521 | 12328.6968 | 6679.7166 | 9148.9238 | 7247.2109 | 10705.6728 | 6468.975 | 10114.7092
| 4963.3447 |  | 5187.3724 |  | 8161.8511 |  | 5287.4487 |  |  | 4963.3447 |  | 2469.2072 |  | 3458.4619 |  | 3645.7342
EV1 | NoEV | EV charging | NoEV | EV charging | NoEV | EV charging | NoEV | EV charging | EV1 | NoEV | EV charging | NoEV | EV charging | NoEV | EV charging | NoEV | EV charging
| 7731.4884 | 10495.922 | 8369.9009 | 11195.1706 | 9573.276 | 12608.0433 | 8819.0923 | 11249.478 |  | 7731.4884 | 10495.922 | 5980.6826 | 8556.3264 | 8485.7529 | 10228.2552 | 6607.232 | 9035.7192
| 2764.4337 |  | 2825.2696 |  | 3034.7674 |  | 2430.3857 |  |  | 2764.4337 |  | 2575.6437 |  | 1742.5023 |  | 2428.4872
EV2 | NoEV | EV delayed | NoEV | EV delayed | NoEV | EV delayed | NoEV | EV delayed | EV2 | NoEV | EV delayed | NoEV | EV delayed | NoEV | EV delayed | NoEV | EV delayed
| 7731.4884 | 10505.9652 | 8369.9009 | 11227.3195 | 9573.276 | 11610.2199 | 8819.0923 | 11009.6419 |  | 7731.4884 | 10505.9652 | 5980.6826 | 8077.8089 | 8485.7529 | 10230.8706 | 6607.232 | 8797.7816
| 2774.4768 |  | 3240.319 |  | 2036.944 |  | 2190.5496 |  |  | 2774.4768 |  | 4250.1879 |  | 1745.1177 |  | 2190.5496
EV3 | EV charging | EV delayed | EV charging | EV delayed | EV charging | EV delayed | EV charging | EV delayed | EV3 | EV charging | EV delayed | EV charging | EV delayed | EV charging | EV delayed | EV charging | EV delayed
| 10495.922 | 10505.9652 | 11195.1706 | 11227.3195 | 12608.0433 | 11610.2199 | 11249.478 | 11009.6419 |  | 10495.922 | 10505.9652 | 8556.3264 | 8077.8089 | 10228.2552 | 10230.8706 | 9035.7192 | 8797.7816
| 10.0431 |  | 32.1489 |  | 997.8234 |  | 239.8361 |  |  | 10.0431 |  | 478.5175 |  | 2.6154 |  | 237.9376
Difference with/without shift | Measured power tariff |  | Tiered rate tariff |  | Time of use tariff
Building type | TEK17 | 60s | TEK17 | 60s | TEK17 | 60s
| 1199.5119 | 2354.7424 | 898.5369 | 1288.3355 | 1440.1574 | 2521.8653 |  | *large difference means high incentive because high cost reduction
| 1155.2305 |  | 389.7986 |  | 1081.7079
Heating system | Direct | ASHP | Direct | ASHP | Direct | ASHP
| 3234.2868 | 1752.7799 | 2805.1123 | 924.6266 | 2828.8558 | 1550.3958
| 1481.5069 |  | 1880.4857 |  | 1278.4599
Solar PV panels | 0 m2 | 6 m2 | 0 m2 | 6 m2 | 0 m2 | 6 m2
| 2192.811 | 2182.5239 | 1327.2568 | 1300.6119 | 2321.491 | 2185.4898
| 10.2871 |  | 26.6449 |  | 136.0012
Solar thermal collector | 0 m2 | 6 m2 | 0 m2 | 6 m2 | 0 m2 | 6 m2
| 2455.1055 | 2359.3774 | 1418.9895 | 1251.668 | 2137.5635 | 2146.3464
| 95.7281 |  | 167.3215 |  | 8.783
Window openings | Normal | Occupants open | Normal | Occupants open | Normal | Occupants open
| 1201.3323 | 3919.4976 | 576.9241 | 5280.3134 | 1220.771 | 2862.4856
| 2718.1653 |  | 4703.3893 |  | 1641.7146
EV1 | NoEV | EV charging | NoEV | EV charging | NoEV | EV charging
| 2389.2183 | 2638.8442 | 1087.5231 | 2379.7881 | 2211.8603 | 2213.7588
| 249.6259 |  | 1292.2651 |  | 1.8984
EV2 | NoEV | EV delayed | NoEV | EV delayed | NoEV | EV delayed
| 2389.2183 | 3149.5105 | 1087.5231 | 1379.3494 | 2211.8603 | 2211.8603
| 1009.8689 |  | 291.8263 |  | 4.5475e-12
EV3 | EV charging | EV delayed | EV charging | EV delayed | EV charging | EV delayed
| 2638.8442 | 3149.5105 | 2379.7881 | 1379.3494 | 2213.7588 | 2211.8603
| 510.6664 |  | 1000.4388 |  | 1.8984
| 17700.3283 | 21506.7865 | 11581.6539 | 15184.0422 | 16586.318 | 17904.0623

## Median cost (2)
MEDIAN: With shift
|  | Envelope |  | Heating system |  | PV |  | STC |  | Window openings |  | EV
|  | TEK17 | 60s | Direct | ASHP | NoPV | PV | NoSTC | STC | WN | WO | NoEV | Evc | EVd
NoShift | Energy | 7566.6256 | 10620.3119 | 11229.581 | 8124.8281 | 10232.2865 | 9563.0462 | 10067.2957 | 9750.9955 | 7365.3521 | 12328.6968 | 7731.4884 | 10495.922 | 10505.9652
| Measured | 8564.3356 | 10725.8595 | 11817.8586 | 8802.1455 | 10300.2334 | 10030.0633 | 10505.6839 | 9866.891 | 7881.0489 | 13068.4213 | 8369.9009 | 11195.1706 | 11227.3195
| Tiered | 8946.5085 | 11548.9935 | 13224.414 | 9421.9864 | 11486.8289 | 11285.9027 | 11535.5965 | 11285.9027 | 7824.135 | 15985.9862 | 9573.276 | 12608.0433 | 11610.2199
| TOU | 8156.4967 | 11551.2344 | 12172.2571 | 8628.405 | 10867.8432 | 10162.5037 | 10544.4788 | 10282.0342 | 7689.746 | 12977.1948 | 8819.0923 | 11249.478 | 11009.6419
Shift | Energy | 7566.6256 | 10620.3119 | 11229.581 | 8124.8281 | 10232.2865 | 9563.0462 | 10067.2957 | 9750.9955 | 7365.3521 | 12328.6968 | 7731.4884 | 10495.922 | 10505.9652
| Measured | 7364.8237 | 8371.1171 | 8583.5719 | 7049.3655 | 8107.4224 | 7847.5394 | 8050.5784 | 7507.5135 | 6679.7166 | 9148.9238 | 5980.6826 | 8556.3264 | 8077.8089
| Tiered | 8047.9716 | 10260.658 | 10419.3017 | 8497.3597 | 10159.5722 | 9985.2908 | 10116.607 | 10034.2347 | 7247.2109 | 10705.6728 | 8485.7529 | 10228.2552 | 10230.8706
| TOU | 6716.3393 | 9029.3691 | 9343.4013 | 7078.0092 | 8546.3522 | 7977.014 | 8406.9153 | 8135.6878 | 6468.975 | 10114.7092 | 6607.232 | 9035.7192 | 8797.7816

## Median daily shift
MEDIAN: Daily shift [kWh]
|  |  | Measured power tariff |  | Tiered rate tariff |  | Time of use tariff
Building type | TEK17 | 60s | TEK17 | 60s | TEK17 | 60s | TEK17 | 60s
| 0 | 0 | 37.3666 | 44.4281 | 31.2511 | 82.2594 | 98.452 | 149.9842
|  |  | 7.0616 |  | 51.0083 |  | 51.5322
Heating system | Direct | ASHP | Direct | ASHP | Direct | ASHP | Direct | ASHP
| 0 | 0 | 44.6084 | 44.3285 | 61.417 | 57.8217 | 151.7012 | 121.6804
|  |  | 0.27989 |  | 3.5953 |  | 30.0208
Solar PV panels | 0 m2 | 6 m2 | 0 m2 | 6 m2 | 0 m2 | 6 m2 | 0 m2 | 6 m2
| 0 | 0 | 41.3879 | 47.2567 | 60.6013 | 59.7442 | 136.0128 | 136.0128
|  |  | 5.8689 |  | 0.85713 |  | 0
Solar thermal collector | 0 m2 | 6 m2 | 0 m2 | 6 m2 | 0 m2 | 6 m2 | 0 m2 | 6 m2
| 0 | 0 | 44.6117 | 43.8804 | 60.1727 | 60.2674 | 136.0128 | 136.0128
|  |  | 0.73133 |  | 0.094622 |  | 0
Window openings | Normal | Occupants open | Normal | Occupants open | Normal | Occupants open | Normal | Occupants open
| 0 | 0 | 25.0296 | 57.0288 | 42.291 | 78.7983 | 87.3761 | 162.4162
|  |  | 31.9992 |  | 36.5072 |  | 75.0401
EV1 | NoEV | EV charging | NoEV | EV charging | NoEV | EV charging | NoEV | EV charging
| 0 | 0 | 38.5207 | 52.0528 | 60.659 | 60.1727 | 136.0128 | 136.0128
|  |  | 13.532 |  | 0.48623 |  | 0
EV2 | NoEV | EV delayed | NoEV | EV delayed | NoEV | EV delayed | NoEV | EV delayed
| 0 | 0 | 38.5207 | 49.141 | 60.659 | 65.2117 | 136.0128 | 136.0128
|  |  | 26.691 |  | 4.5528 |  | 0
EV3 | EV charging | EV delayed | EV charging | EV delayed | EV charging | EV delayed | EV charging | EV delayed
| 0 | 0 | 52.0528 | 49.141 | 60.1727 | 65.2117 | 136.0128 | 136.0128
|  |  | 2.9118 |  | 5.039 |  | 0

## Median daily shift (2)
MEDIAN: Daily shift [kWh]
| Envelope |  | Heating system |  | PV |  | STC |  | Window openings |  | EV1 |  | EV2 |  | EV3
| TEK17 | 60s | Direct | ASHP | NoPV | PV | NoSTC | STC | WN | WO | NoEV | Evc | NoEV | EV delayed | EV charging | EV delayed
Energy | 0 | 0 | 0 | 0 | 0 | 0 | 0 | 0 | 0 | 0 | 0 | 0 | 0 | 0 | 0 | 0
Measured | 37.3666 | 44.4281 | 44.6084 | 44.3285 | 41.3879 | 47.2567 | 44.6117 | 43.8804 | 25.0296 | 57.0288 | 38.5207 | 52.0528 | 38.5207 | 49.141 | 52.0528 | 49.141
Tiered | 31.2511 | 82.2594 | 61.417 | 57.8217 | 60.6013 | 59.7442 | 60.1727 | 60.2674 | 42.291 | 78.7983 | 60.659 | 60.1727 | 60.659 | 65.2117 | 60.1727 | 65.2117
TOU | 98.452 | 149.9842 | 151.7012 | 121.6804 | 136.0128 | 136.0128 | 136.0128 | 136.0128 | 87.3761 | 162.4162 | 136.0128 | 136.0128 | 136.0128 | 136.0128 | 136.0128 | 136.0128

## Robustness Envelope
MEDIAN: Cost [NOK]
Envelope
|  | TEK17 | 60s | TEK17 | 60s
NoShift | Energy | 7566.6256 | 10620.3119 | 7566.6256 | 10620.3119
| Measured | 8564.3356 | 10725.8595 | 8564.3356 | 10725.8595
| Tiered | 8946.5085 | 11548.9935 | 8946.5085 | 11548.9935
| TOU | 8156.4967 | 11551.2344 | 8156.4967 | 11551.2344
Shift | Energy | 7566.6256 | 10620.3119 | 7566.6256 | 10620.3119
| Measured | 7364.8237 | 8371.1171 | 7364.8237 | 8371.1171
| Tiered | 8047.9716 | 10260.658 | 8047.9716 | 10260.658
| TOU | 6716.3393 | 9029.3691 | 6716.3393 | 9029.3691
Standard deviation [NOK]
Envelope
|  | TEK17 | 60s | TEK17 | 60s
NoShift | Energy | 3466.7501 | 3610.8088 | 3466.7501 | 3610.8088
| Measured | 3652.1918 | 3503.3745 | 3652.1918 | 3503.3745
| Tiered | 5676.731 | 6762.0948 | 5676.731 | 6762.0948
| TOU | 3498.7531 | 3622.6411 | 3498.7531 | 3622.6411
Shift | Energy | 0 | 0 | 0 | 0
| Measured | 1994.344 | 2192.438 | 1994.344 | 2192.438
| Tiered | 2535.145 | 1989.7198 | 2535.145 | 1989.7198
| TOU | 2561.5676 | 2658.3323 | 2561.5676 | 2658.3323

## Robustness HS
MEDIAN: Cost [NOK]
Envelope
|  | Direct | ASHP | Direct | ASHP
NoShift | Energy | 11229.581 | 8124.8281 | 11229.581 | 8124.8281
| Measured | 11817.8586 | 8802.1455 | 11817.8586 | 8802.1455
| Tiered | 13224.414 | 9421.9864 | 13224.414 | 9421.9864
| TOU | 12172.2571 | 8628.405 | 12172.2571 | 8628.405
Shift | Energy | 11229.581 | 8124.8281 | 11229.581 | 8124.8281
| Measured | 8583.5719 | 7049.3655 | 8583.5719 | 7049.3655
| Tiered | 10419.3017 | 8497.3597 | 10419.3017 | 8497.3597
| TOU | 9343.4013 | 7078.0092 | 9343.4013 | 7078.0092
Standard deviation [NOK]
Envelope
|  | Direct | ASHP | Direct | ASHP
NoShift | Energy | 3971.4725 | 2583.8826 | 3971.4725 | 2583.8826
| Measured | 3941.9999 | 2761.1592 | 3941.9999 | 2761.1592
| Tiered | 7467.1828 | 3589.7524 | 7467.1828 | 3589.7524
| TOU | 3943.9905 | 2675.6705 | 3943.9905 | 2675.6705
Shift | Energy | 0 | 0 | 0 | 0
| Measured | 2324.5002 | 1598.018 | 2324.5002 | 1598.018
| Tiered | 2207.1814 | 2317.7552 | 2207.1814 | 2317.7552
| TOU | 2912.2879 | 1976.982 | 2912.2879 | 1976.982

## Robustness PV
MEDIAN: Cost [NOK]
|  | PV |  | PV
|  | NoPV | PV | NoPV | PV
NoShift | Energy | 10232.2865 | 9563.0462 | 10232.2865 | 9563.0462
| Measured | 10300.2334 | 10030.0633 | 10300.2334 | 10030.0633
| Tiered | 11486.8289 | 11285.9027 | 11486.8289 | 11285.9027
| TOU | 10867.8432 | 10162.5037 | 10867.8432 | 10162.5037
Shift | Energy | 10232.2865 | 9563.0462 | 10232.2865 | 9563.0462
| Measured | 8107.4224 | 7847.5394 | 8107.4224 | 7847.5394
| Tiered | 10159.5722 | 9985.2908 | 10159.5722 | 9985.2908
| TOU | 8546.3522 | 7977.014 | 8546.3522 | 7977.014
Standard deviation [NOK]
|  | PV |  | PV
|  | NoPV | PV | NoPV | PV
NoShift | Energy | 3746.2005 | 3651.0871 | 3746.2005 | 3651.0871
| Measured | 3678.5675 | 3657.0124 | 3678.5675 | 3657.0124
| Tiered | 6626.5769 | 6301.4432 | 6626.5769 | 6301.4432
| TOU | 3827.5758 | 3734.0232 | 3827.5758 | 3734.0232
Shift | Energy | 0 | 0 | 0 | 0
| Measured | 2202.3332 | 2133.132 | 2202.3332 | 2133.132
| Tiered | 2413.3456 | 2387.552 | 2413.3456 | 2387.552
| TOU | 2761.2578 | 2693.4976 | 2761.2578 | 2693.4976

## Robustness STC
MEDIAN: Cost [NOK]
|  | STC |  | STC
|  | NoSTC | STC | NoSTC | STC
NoShift | Energy | 10067.2957 | 9750.9955 | 10067.2957 | 9750.9955
| Measured | 10505.6839 | 9866.891 | 10505.6839 | 9866.891
| Tiered | 11535.5965 | 11285.9027 | 11535.5965 | 11285.9027
| TOU | 10544.4788 | 10282.0342 | 10544.4788 | 10282.0342
Shift | Energy | 10067.2957 | 9750.9955 | 10067.2957 | 9750.9955
| Measured | 8050.5784 | 7507.5135 | 8050.5784 | 7507.5135
| Tiered | 10116.607 | 10034.2347 | 10116.607 | 10034.2347
| TOU | 8406.9153 | 8135.6878 | 8406.9153 | 8135.6878
Standard deviation [NOK]
|  | STC |  | STC
|  | NoSTC | STC | NoSTC | STC
NoShift | Energy | 3718.9166 | 3700.5063 | 3718.9166 | 3700.5063
| Measured | 3657.2941 | 3665.8693 | 3657.2941 | 3665.8693
| Tiered | 6607.1536 | 6319.2193 | 6607.1536 | 6319.2193
| TOU | 3804.0673 | 3785.9584 | 3804.0673 | 3785.9584
Shift | Energy | 0 | 0 | 0 | 0
| Measured | 2111.6299 | 2210.4076 | 2111.6299 | 2210.4076
| Tiered | 2397.6722 | 2405.0723 | 2397.6722 | 2405.0723
| TOU | 2746.6245 | 2730.4871 | 2746.6245 | 2730.4871

## Robustness Windows
MEDIAN: Cost [NOK]
|  | Window openings |  | Window openings
|  | WN | WO | WN | WO
NoShift | Energy | 7365.3521 | 12328.6968 | 7365.3521 | 12328.6968
| Measured | 7881.0489 | 13068.4213 | 7881.0489 | 13068.4213
| Tiered | 7824.135 | 15985.9862 | 7824.135 | 15985.9862
| TOU | 7689.746 | 12977.1948 | 7689.746 | 12977.1948
Shift | Energy | 7365.3521 | 12328.6968 | 7365.3521 | 12328.6968
| Measured | 6679.7166 | 9148.9238 | 6679.7166 | 9148.9238
| Tiered | 7247.2109 | 10705.6728 | 7247.2109 | 10705.6728
| TOU | 6468.975 | 10114.7092 | 6468.975 | 10114.7092
Standard deviation [NOK]
|  | Window openings |  | Window openings
|  | WN | WO | WN | WO
NoShift | Energy | 2048.1195 | 2890.613 | 2048.1195 | 2890.613
| Measured | 1863.7452 | 2520.7624 | 1863.7452 | 2520.7624
| Tiered | 2139.5774 | 5777.5004 | 2139.5774 | 5777.5004
| TOU | 2222.7076 | 2887.8948 | 2222.7076 | 2887.8948
Shift | Energy | 0 | 0 | 0 | 0
| Measured | 1476.9815 | 1857.3748 | 1476.9815 | 1857.3748
| Tiered | 1945.0791 | 869.6049 | 1945.0791 | 869.6049
| TOU | 1614.5021 | 2153.2546 | 1614.5021 | 2153.2546

## Robustness EV
MEDIAN: Cost [NOK]
|  | EV |  |  | EV
|  | NoEV | Evc | EVd | NoEV | Evc
NoShift | Energy | 7731.4884 | 10495.922 | 10505.9652 | 7731.4884 | 10495.922
| Measured | 8369.9009 | 11195.1706 | 11227.3195 | 8369.9009 | 11195.1706
| Tiered | 9573.276 | 12608.0433 | 11610.2199 | 9573.276 | 12608.0433
| TOU | 8819.0923 | 11249.478 | 11009.6419 | 8819.0923 | 11249.478
Shift | Energy | 7731.4884 | 10495.922 | 10505.9652 | 7731.4884 | 10495.922
| Measured | 5980.6826 | 8556.3264 | 8077.8089 | 5980.6826 | 8556.3264
| Tiered | 8485.7529 | 10228.2552 | 10230.8706 | 8485.7529 | 10228.2552
| TOU | 6607.232 | 9035.7192 | 8797.7816 | 6607.232 | 9035.7192
Standard deviation [NOK]
|  | EV |  |  | EV
|  | NoEV | Evc | EV delayed | NoEV | Evc
NoShift | Energy | 3480.3379 | 3499.7476 | 3494.952 | 3480.3379 | 3499.7476
| Measured | 3427.9454 | 3528.7091 | 3354.1072 | 3427.9454 | 3528.7091
| Tiered | 4786.0154 | 7373.1889 | 6213.0914 | 4786.0154 | 7373.1889
| TOU | 3643.9656 | 3657.4329 | 3661.1458 | 3643.9656 | 3657.4329
Shift | Energy | 0 | 0 | 0 | 0 | 0
| Measured | 2035.5408 | 1651.466 | 1886.7556 | 2035.5408 | 1651.466
| Tiered | 2710.9926 | 1889.947 | 2197.4828 | 2710.9926 | 1889.947
| TOU | 2515.0575 | 2528.6395 | 2532.7778 | 2515.0575 | 2528.6395

## Achievability HS
MEDIAN: Cost [NOK]
|  | Envelope |  | Heating system |  | PV |  | STC |  | Window openings |  | EV
|  | TEK17 | 60s | Direct | ASHP | NoPV | PV | NoSTC | STC | WN | WO | NoEV | Evc | EVd
NoShift | Energy | 7566.6256 | 10620.3119 | 11229.581 | 8124.8281 | 10232.2865 | 9563.0462 | 10067.2957 | 9750.9955 | 7365.3521 | 12328.6968 | 7731.4884 | 10495.922 | 10505.9652
| Measured | 8564.3356 | 10725.8595 | 11817.8586 | 8802.1455 | 10300.2334 | 10030.0633 | 10505.6839 | 9866.891 | 7881.0489 | 13068.4213 | 8369.9009 | 11195.1706 | 11227.3195
| Tiered | 8946.5085 | 11548.9935 | 13224.414 | 9421.9864 | 11486.8289 | 11285.9027 | 11535.5965 | 11285.9027 | 7824.135 | 15985.9862 | 9573.276 | 12608.0433 | 11610.2199
| TOU | 8156.4967 | 11551.2344 | 12172.2571 | 8628.405 | 10867.8432 | 10162.5037 | 10544.4788 | 10282.0342 | 7689.746 | 12977.1948 | 8819.0923 | 11249.478 | 11009.6419
Shift | Energy | 7566.6256 | 10620.3119 | 11229.581 | 8124.8281 | 10232.2865 | 9563.0462 | 10067.2957 | 9750.9955 | 7365.3521 | 12328.6968 | 7731.4884 | 10495.922 | 10505.9652
| Measured | 7364.8237 | 8371.1171 | 8583.5719 | 7049.3655 | 8107.4224 | 7847.5394 | 8050.5784 | 7507.5135 | 6679.7166 | 9148.9238 | 5980.6826 | 8556.3264 | 8077.8089
| Tiered | 8047.9716 | 10260.658 | 10419.3017 | 8497.3597 | 10159.5722 | 9985.2908 | 10116.607 | 10034.2347 | 7247.2109 | 10705.6728 | 8485.7529 | 10228.2552 | 10230.8706
| TOU | 6716.3393 | 9029.3691 | 9343.4013 | 7078.0092 | 8546.3522 | 7977.014 | 8406.9153 | 8135.6878 | 6468.975 | 10114.7092 | 6607.232 | 9035.7192 | 8797.7816
MEDIAN: Daily shift [kWh]
|  | Envelope |  | Heating system |  | PV |  | STC |  | Window openings |  | EV1
|  | TEK17 | 60s | Direct | ASHP | NoPV | PV | NoSTC | STC | WN | WO | NoEV | Evc | EV delayed
NoShift | Energy | 0 | 0 | 0 | 0 | 0 | 0 | 0 | 0 | 0 | 0 | 0 | 0 | 0
| Measured | 0 | 0 | 0 | 0 | 0 | 0 | 0 | 0 | 0 | 0 | 0 | 0 | 0
| Tiered | 0 | 0 | 0 | 0 | 0 | 0 | 0 | 0 | 0 | 0 | 0 | 0 | 0
| TOU | 0 | 0 | 0 | 0 | 0 | 0 | 0 | 0 | 0 | 0 | 0 | 0 | 0
Shift | Energy | 0 | 0 | 0 | 0 | 0 | 0 | 0 | 0 | 0 | 0 | 0 | 0 | 0
| Measured | 37.3666 | 44.4281 | 44.6084 | 44.3285 | 41.3879 | 47.2567 | 44.6117 | 43.8804 | 25.0296 | 57.0288 | 38.5207 | 52.0528 | 49.141
| Tiered | 31.2511 | 82.2594 | 61.417 | 57.8217 | 60.6013 | 59.7442 | 60.1727 | 60.2674 | 42.291 | 78.7983 | 60.659 | 60.1727 | 65.2117
| TOU | 98.452 | 149.9842 | 151.7012 | 121.6804 | 136.0128 | 136.0128 | 136.0128 | 136.0128 | 87.3761 | 162.4162 | 136.0128 | 136.0128 | 136.0128

## Achievability Envelope
MEDIAN: Cost [NOK]
Envelope
|  | TEK17 | 60s | Direct | ASHP
NoShift | Energy | 7566.6256 | 10620.3119 | 7566.6256 | 10620.3119
| Measured | 8564.3356 | 10725.8595 | 8564.3356 | 10725.8595
| Tiered | 8946.5085 | 11548.9935 | 8946.5085 | 11548.9935
| TOU | 8156.4967 | 11551.2344 | 8156.4967 | 11551.2344
Shift | Energy | 7566.6256 | 10620.3119 | 7566.6256 | 10620.3119
| Measured | 7364.8237 | 8371.1171 | 7364.8237 | 8371.1171
| Tiered | 8047.9716 | 10260.658 | 8047.9716 | 10260.658
| TOU | 6716.3393 | 9029.3691 | 6716.3393 | 9029.3691
MEDIAN: Daily shift [kWh]
Envelope
|  | TEK17 | 60s | Direct | ASHP
NoShift | Energy | 0 | 0 | 0 | 0
| Measured | 0 | 0 | 0 | 0
| Tiered | 0 | 0 | 0 | 0
| TOU | 0 | 0 | 0 | 0
Shift | Energy | 0 | 0 | 0 | 0
| Measured | 37.3666 | 44.4281 | 37.3666 | 44.4281
| Tiered | 31.2511 | 82.2594 | 31.2511 | 82.2594
| TOU | 98.452 | 149.9842 | 98.452 | 149.9842

## Achievability PV
MEDIAN: Cost [NOK]
PV
|  | NoPV | PV
NoShift | Energy | 10232.2865 | 9563.0462 | 10232.2865 | 9563.0462
| Measured | 10300.2334 | 10030.0633 | 10300.2334 | 10030.0633
| Tiered | 11486.8289 | 11285.9027 | 11486.8289 | 11285.9027
| TOU | 10867.8432 | 10162.5037 | 10867.8432 | 10162.5037
Shift | Energy | 10232.2865 | 9563.0462 | 10232.2865 | 9563.0462
| Measured | 8107.4224 | 7847.5394 | 8107.4224 | 7847.5394
| Tiered | 10159.5722 | 9985.2908 | 10159.5722 | 9985.2908
| TOU | 8546.3522 | 7977.014 | 8546.3522 | 7977.014
MEDIAN: Daily shift [kWh]
PV
|  | NoPV | PV
NoShift | Energy | 0 | 0 | 0 | 0
| Measured | 0 | 0 | 0 | 0
| Tiered | 0 | 0 | 0 | 0
| TOU | 0 | 0 | 0 | 0
Shift | Energy | 0 | 0 | 0 | 0
| Measured | 41.3879 | 47.2567 | 41.3879 | 47.2567
| Tiered | 60.6013 | 59.7442 | 60.6013 | 59.7442
| TOU | 136.0128 | 136.0128 | 136.0128 | 136.0128

## Achievability STC
MEDIAN: Cost [NOK]
|  | STC |  | STC
|  | NoSTC | STC | NoSTC | STC
NoShift | Energy | 10067.2957 | 9750.9955 | 10067.2957 | 9750.9955
| Measured | 10505.6839 | 9866.891 | 10505.6839 | 9866.891
| Tiered | 11535.5965 | 11285.9027 | 11535.5965 | 11285.9027
| TOU | 10544.4788 | 10282.0342 | 10544.4788 | 10282.0342
Shift | Energy | 10067.2957 | 9750.9955 | 10067.2957 | 9750.9955
| Measured | 8050.5784 | 7507.5135 | 8050.5784 | 7507.5135
| Tiered | 10116.607 | 10034.2347 | 10116.607 | 10034.2347
| TOU | 8406.9153 | 8135.6878 | 8406.9153 | 8135.6878
MEDIAN: Daily shift [kWh]
|  | STC |  | STC
|  | NoSTC | STC | NoSTC | STC
NoShift | Energy | 0 | 0 | 0 | 0
| Measured | 0 | 0 | 0 | 0
| Tiered | 0 | 0 | 0 | 0
| TOU | 0 | 0 | 0 | 0
Shift | Energy | 0 | 0 | 0 | 0
| Measured | 44.6117 | 43.8804 | 44.6117 | 43.8804
| Tiered | 60.1727 | 60.2674 | 60.1727 | 60.2674
| TOU | 136.0128 | 136.0128 | 136.0128 | 136.0128

## Achievability Window
MEDIAN: Cost [NOK]
|  | Window openings |  | Heating system
|  | WN | WO | Direct | ASHP
NoShift | Energy | 7365.3521 | 12328.6968 | 7365.3521 | 12328.6968
| Measured | 7881.0489 | 13068.4213 | 7881.0489 | 13068.4213
| Tiered | 7824.135 | 15985.9862 | 7824.135 | 15985.9862
| TOU | 7689.746 | 12977.1948 | 7689.746 | 12977.1948
Shift | Energy | 7365.3521 | 12328.6968 | 7365.3521 | 12328.6968
| Measured | 6679.7166 | 9148.9238 | 6679.7166 | 9148.9238
| Tiered | 7247.2109 | 10705.6728 | 7247.2109 | 10705.6728
| TOU | 6468.975 | 10114.7092 | 6468.975 | 10114.7092
MEDIAN: Daily shift [kWh]
|  | Window openings |  | Window openings
|  | WN | WO | WN | WO
NoShift | Energy | 0 | 0 | 0 | 0
| Measured | 0 | 0 | 0 | 0
| Tiered | 0 | 0 | 0 | 0
| TOU | 0 | 0 | 0 | 0
Shift | Energy | 0 | 0 | 0 | 0
| Measured | 25.0296 | 57.0288 | 25.0296 | 57.0288
| Tiered | 42.291 | 78.7983 | 42.291 | 78.7983
| TOU | 87.3761 | 162.4162 | 87.3761 | 162.4162

## Achievability EV
MEDIAN: Cost [NOK]
|  | EV |  |  | Heating system
|  | NoEV | Evc | EVd | Direct | ASHP
NoShift | Energy | 7731.4884 | 10495.922 | 10505.9652 | 7731.4884 | 10495.922
| Measured | 8369.9009 | 11195.1706 | 11227.3195 | 8369.9009 | 11195.1706
| Tiered | 9573.276 | 12608.0433 | 11610.2199 | 9573.276 | 12608.0433
| TOU | 8819.0923 | 11249.478 | 11009.6419 | 8819.0923 | 11249.478
Shift | Energy | 7731.4884 | 10495.922 | 10505.9652 | 7731.4884 | 10495.922
| Measured | 5980.6826 | 8556.3264 | 8077.8089 | 5980.6826 | 8556.3264
| Tiered | 8485.7529 | 10228.2552 | 10230.8706 | 8485.7529 | 10228.2552
| TOU | 6607.232 | 9035.7192 | 8797.7816 | 6607.232 | 9035.7192
MEDIAN: Daily shift [kWh]
|  | EV1 |  |  | EV
|  | NoEV | Evc | EV delayed | Direct | ASHP
NoShift | Energy | 0 | 0 | 0 | 0 | 0
| Measured | 0 | 0 | 0 | 0 | 0
| Tiered | 0 | 0 | 0 | 0 | 0
| TOU | 0 | 0 | 0 | 0 | 0
Shift | Energy | 0 | 0 | 0 | 0 | 0
| Measured | 38.5207 | 52.0528 | 49.141 | 38.5207 | 52.0528
| Tiered | 60.659 | 60.1727 | 65.2117 | 60.659 | 60.1727
| TOU | 136.0128 | 136.0128 | 136.0128 | 136.0128 | 136.0128

## Building type
[7 empty] | Cost if no load is shifted |  |  |  | Cost if all load is shifted |  |  |  | Savings/year with shifted heating |  |  |  | Amount of shifted load incentivised |  |  |  | Savings per kWh shifted |  |  |  |  | Max daily shift [kWh]
Building | Heating system | PV panels | Solar thermal | Window openings | Electrical vehicles | Description | Energy rate | Measured power tariff | Tiered rate tariff | Time of use tariff | Energy rate | Measured power tariff | Tiered rate tariff | Time of use tariff | Energy rate | Measured power tariff | Tiered rate tariff | Time of use tariff | Energy rate | Measured power tariff | Tiered rate tariff | Time of use tariff | Energy rate | Measured power tariff | Tiered rate tariff | Time of use tariff | Total demand | Measured power rate | Tiered rate tariff | Time of use tariff
TEK17 | Direct | NoPV | NoST | Normal | NoEV | TEK17 Direct NoPV NoST Normal NoEV | 5204.4689 | 5711.473 | 5913.6204 | 6037.5272 | 5204.4689 | 4940.8427 | 5404.9268 | 4824.6082 | 0 | 770.6304 | 508.6936 | 1212.919 | 0 | 1884.3287 | 508.6936 | 5319.8201 | 0 | 0.40897 | 1 | 0.228 | 17998.5364 | 20.0129 | 19.8707 | 64.1476
TEK17 | ASHP | NoPV | NoST | Normal | NoEV | TEK17 ASHP NoPV NoST Normal NoEV | 4143.045 | 4881.4197 | 4467.8131 | 4525.1058 | 4143.045 | 4623.7564 | 3750.4928 | 4022.4294 | 0 | 257.6634 | 717.3203 | 502.6764 | 0 | 368.142 | 717.3203 | 2204.7208 | 0 | 0.6999 | 1 | 0.228 | 12469.8556 | 14.7431 | 20.2457 | 37.0702
TEK17 | Direct | PV panels | NoST | Normal | NoEV | TEK17 Direct PV panels NoST Normal NoEV | 4600.2239 | 5431.6197 | 5720.5763 | 5353.9408 | 4600.2239 | 4655.5479 | 5247.5713 | 4286.5399 | 0 | 776.0718 | 473.005 | 1067.4009 | 0 | 1848.4319 | 473.005 | 5319.8201 | 0 | 0.41985 | 1 | 0.20065 | 14851.4266 | 23.5885 | 19.0136 | 64.1476
TEK17 | ASHP | PV panels | NoST | Normal | NoEV | TEK17 ASHP PV panels NoST Normal NoEV | 3636.2909 | 4642.7144 | 4227.5718 | 3968.3088 | 3636.2909 | 4381.363 | 3618.5255 | 3553.8356 | 0 | 261.3515 | 609.0463 | 414.4732 | 0 | 351.307 | 609.0463 | 2204.7208 | 0 | 0.74394 | 1 | 0.18799 | 9830.9868 | 14.0452 | 19.5046 | 37.0702
TEK17 | Direct | NoPV | ST | Normal | NoEV | TEK17 Direct NoPV ST Normal NoEV | 4874.7443 | 5206.3525 | 5716.6738 | 5751.8358 | 4874.7443 | 4208.4601 | 5319.0586 | 4538.9168 | 0 | 997.8924 | 397.6152 | 1212.919 | 0 | 2303.1417 | 397.6152 | 5319.8201 | 0 | 0.43327 | 1 | 0.228 | 16281.1717 | 18.4764 | 17.783 | 64.1476
TEK17 | ASHP | NoPV | ST | Normal | NoEV | TEK17 ASHP NoPV ST Normal NoEV | 3813.3302 | 4184.2006 | 4043.5 | 4239.422 | 3813.3302 | 3823.008 | 3664.6271 | 3736.7457 | 0 | 361.1926 | 378.873 | 502.6764 | 0 | 602.4478 | 378.873 | 2204.7208 | 0 | 0.59954 | 1 | 0.228 | 10752.4908 | 16.313 | 18.225 | 37.0702
TEK17 | Direct | PV panels | ST | Normal | NoEV | TEK17 Direct PV panels ST Normal NoEV | 4308.1252 | 4929.0814 | 5480.7062 | 5098.299 | 4308.1252 | 3880.8637 | 4482.5015 | 4035.8086 | 0 | 1048.2177 | 998.2047 | 1062.4905 | 0 | 2422.3365 | 998.2047 | 5319.8201 | 0 | 0.43273 | 1 | 0.19972 | 13331.0764 | 22.6398 | 27.9259 | 64.1476
TEK17 | ASHP | PV panels | ST | Normal | NoEV | TEK17 ASHP PV panels ST Normal NoEV | 3348.8692 | 3921.987 | 3893.0307 | 3718.4206 | 3348.8692 | 3568.9215 | 3543.6737 | 3306.44 | 0 | 353.0654 | 349.357 | 411.9807 | 0 | 587.8029 | 349.357 | 2204.7208 | 0 | 0.60065 | 1 | 0.18686 | 8333.4739 | 19.5383 | 17.5271 | 37.0702
TEK17 | Direct | NoPV | NoST | Occupant open | NoEV | TEK17 Direct NoPV NoST Occupant open NoEV | 12363.2632 | 13279.1207 | 16226.5089 | 13170.316 | 12363.2632 | 8884.4294 | 10714.5125 | 9935.9692 | 0 | 4394.6913 | 5511.9964 | 3234.3467 | 0 | 13242.366 | 5511.9964 | 14185.7313 | 0 | 0.33187 | 1 | 0.228 | 55290.2496 | 48.9689 | 58.6312 | 164.1332
TEK17 | ASHP | NoPV | NoST | Occupant open | NoEV | TEK17 ASHP NoPV NoST Occupant open NoEV | 8135.8763 | 9393.7457 | 10208.8352 | 8913.8031 | 8135.8763 | 6296.7555 | 8924.4715 | 6937.2665 | 0 | 3096.9902 | 1284.3637 | 1976.5365 | 0 | 8268.5826 | 1284.3637 | 8669.0199 | 0 | 0.37455 | 1 | 0.228 | 33269.4305 | 47.8436 | 38.0326 | 132.7563
TEK17 | Direct | PV panels | NoST | Occupant open | NoEV | TEK17 Direct PV panels NoST Occupant open NoEV | 11626.8432 | 13006.3811 | 15409.0536 | 12391.6467 | 11626.8432 | 8395.5695 | 10522.7365 | 9312.5933 | 0 | 4610.8116 | 4886.3171 | 3079.0534 | 0 | 13262.8816 | 4886.3171 | 14185.7313 | 0 | 0.34765 | 1 | 0.21705 | 51454.7291 | 52.8146 | 51.8475 | 164.1332
TEK17 | ASHP | PV panels | NoST | Occupant open | NoEV | TEK17 ASHP PV panels NoST Occupant open NoEV | 7484.0301 | 9130.6981 | 9980.3381 | 8232.4856 | 7484.0301 | 5907.9376 | 8754.7199 | 6372.7013 | 0 | 3222.7605 | 1225.6182 | 1859.7843 | 0 | 8218.2275 | 1225.6182 | 8669.0199 | 0 | 0.39215 | 1 | 0.21453 | 29874.3981 | 50.1289 | 36.2308 | 132.7563
TEK17 | Direct | NoPV | ST | Occupant open | NoEV | TEK17 Direct NoPV ST Occupant open NoEV | 12033.5386 | 12765.0041 | 15361.2132 | 12884.6246 | 12033.5386 | 8597.3097 | 10628.6442 | 9650.2778 | 0 | 4167.6944 | 4732.5689 | 3234.3467 | 0 | 12892.9567 | 4732.5689 | 14185.7313 | 0 | 0.32325 | 1 | 0.228 | 53572.8849 | 47.8621 | 57.2238 | 164.1332
TEK17 | ASHP | NoPV | ST | Occupant open | NoEV | TEK17 ASHP NoPV ST Occupant open NoEV | 7806.1517 | 8845.1269 | 9880.9956 | 8628.1116 | 7806.1517 | 5827.2216 | 8838.6033 | 6651.5751 | 0 | 3017.9052 | 1042.3923 | 1976.5365 | 0 | 8482.3263 | 1042.3923 | 8669.0199 | 0 | 0.35579 | 1 | 0.228 | 31552.0658 | 46.5567 | 36.6252 | 132.7563
TEK17 | Direct | PV panels | ST | Occupant open | NoEV | TEK17 Direct PV panels ST Occupant open NoEV | 11319.7515 | 12451.0311 | 14626.3096 | 12124.3551 | 11319.7515 | 8120.9912 | 10442.7622 | 9052.1148 | 0 | 4330.0399 | 4183.5474 | 3072.2403 | 0 | 12904.7969 | 4183.5474 | 14185.7313 | 0 | 0.33554 | 1 | 0.21657 | 49855.244 | 51.2873 | 50.4401 | 164.1332
TEK17 | ASHP | PV panels | ST | Occupant open | NoEV | TEK17 ASHP PV panels ST Occupant open NoEV | 7182.464 | 8565.9765 | 9668.3269 | 7970.4571 | 7182.464 | 5413.4924 | 8676.1846 | 6115.9376 | 0 | 3152.484 | 992.1423 | 1854.5195 | 0 | 8461.7637 | 992.1423 | 8669.0199 | 0 | 0.37256 | 1 | 0.21392 | 28303.6925 | 48.8598 | 34.5764 | 132.7563
TEK17 | Direct | NoPV | NoST | Normal | EV charging | TEK17 Direct NoPV NoST Normal EV charging | 7474.3697 | 8562.6948 | 8224.6902 | 8122.7264 | 7474.3697 | 7935.5304 | 7374.2268 | 6909.8074 | 0 | 627.1644 | 850.4633 | 1212.919 | 0 | 844.1288 | 850.4633 | 5319.8201 | 0 | 0.74297 | 1 | 0.228 | 29824.5364 | 21.7769 | 23.2908 | 64.1476
TEK17 | ASHP | NoPV | NoST | Normal | EV charging | TEK17 ASHP NoPV NoST Normal EV charging | 6917.5218 | 8037.4675 | 7466.8482 | 6963.537 | 6917.5218 | 7790.4964 | 7229.1928 | 6460.8606 | 0 | 246.9711 | 237.6554 | 502.6764 | 0 | 243.6019 | 237.6554 | 2204.7208 | 0 | 1.0138 | 1 | 0.228 | 24295.8556 | 4.8006 | 5.6899 | 37.0702
TEK17 | Direct | PV panels | NoST | Normal | EV charging | TEK17 Direct PV panels NoST Normal EV charging | 7351.9798 | 8428.6391 | 8174.6559 | 7776.3586 | 7351.9798 | 7793.2319 | 7342.3545 | 6703.2122 | 0 | 635.4073 | 832.3015 | 1073.1464 | 0 | 838.21 | 832.3015 | 5319.8201 | 0 | 0.75805 | 1 | 0.20173 | 26560.1191 | 21.5034 | 23.0173 | 64.1476
TEK17 | ASHP | PV panels | NoST | Normal | EV charging | TEK17 ASHP PV panels NoST Normal EV charging | 6383.7808 | 7792.2097 | 7211.4464 | 6385.3161 | 6383.7808 | 7541.0751 | 6401.1977 | 5967.5233 | 0 | 251.1345 | 810.2487 | 417.7929 | 0 | 245.6258 | 810.2487 | 2204.7208 | 0 | 1.0224 | 1 | 0.1895 | 21515.9544 | 4.8006 | 13.3446 | 37.0702
TEK17 | Direct | NoPV | ST | Normal | EV charging | TEK17 Direct NoPV ST Normal EV charging | 7649.2211 | 7844.4414 | 8008.7236 | 8190.267 | 7649.2211 | 7188.5723 | 7419.7586 | 6977.348 | 0 | 655.8691 | 588.965 | 1212.919 | 0 | 1199.992 | 588.965 | 5319.8201 | 0 | 0.54656 | 1 | 0.228 | 28107.1717 | 28.1765 | 21.4628 | 64.1476
TEK17 | ASHP | NoPV | ST | Normal | EV charging | TEK17 ASHP NoPV ST Normal EV charging | 6587.807 | 7171.05 | 6832.9657 | 6677.8532 | 6587.807 | 6911.3173 | 6454.3271 | 6175.1769 | 0 | 259.7327 | 378.6387 | 502.6764 | 0 | 273.3072 | 378.6387 | 2204.7208 | 0 | 0.95033 | 1 | 0.228 | 22578.4908 | 8.3337 | 11.6644 | 37.0702
TEK17 | Direct | PV panels | ST | Normal | EV charging | TEK17 Direct PV panels ST Normal EV charging | 7055.8278 | 7627.1812 | 7844.8461 | 7517.6452 | 7055.8278 | 6965.5487 | 7265.2291 | 6448.3798 | 0 | 661.6325 | 579.617 | 1069.2654 | 0 | 1162.9975 | 579.617 | 5319.8201 | 0 | 0.5689 | 1 | 0.201 | 25016.5816 | 27.7315 | 21.1894 | 64.1476
TEK17 | ASHP | PV panels | ST | Normal | EV charging | TEK17 ASHP PV panels ST Normal EV charging | 6091.1785 | 6977.3765 | 6699.4187 | 6131.0958 | 6091.1785 | 6714.3164 | 6324.9967 | 5715.1792 | 0 | 263.0601 | 374.422 | 415.9166 | 0 | 271.38 | 374.422 | 2204.7208 | 0 | 0.96934 | 1 | 0.18865 | 19991.9347 | 8.1201 | 11.391 | 37.0702
TEK17 | Direct | NoPV | NoST | Occupant open | EV charging | TEK17 Direct NoPV NoST Occupant open EV charging | 15137.74 | 16386.8509 | 24482.6792 | 15608.7472 | 15137.74 | 11010.2355 | 11437.2125 | 12374.4004 | 0 | 5376.6155 | 13045.4667 | 3234.3467 | 0 | 16072.983 | 13045.4667 | 14185.7313 | 0 | 0.33451 | 1 | 0.228 | 67116.2496 | 68.707 | 87.4787 | 164.1332
TEK17 | ASHP | NoPV | NoST | Occupant open | EV charging | TEK17 ASHP NoPV NoST Occupant open EV charging | 10910.3531 | 12527.3165 | 14271.9555 | 11352.2343 | 10910.3531 | 8980.3128 | 10336.1715 | 9375.6977 | 0 | 3547.0037 | 3935.7839 | 1976.5365 | 0 | 9095.4212 | 3935.7839 | 8669.0199 | 0 | 0.38998 | 1 | 0.228 | 45095.4305 | 67.8742 | 55.4453 | 132.7563
TEK17 | Direct | PV panels | NoST | Occupant open | EV charging | TEK17 Direct PV panels NoST Occupant open EV charging | 14394.9239 | 16117.1145 | 23395.1641 | 14826.0138 | 14394.9239 | 10553.5362 | 11243.7708 | 11739.8745 | 0 | 5563.5783 | 12151.3933 | 3086.1392 | 0 | 16452.218 | 12151.3933 | 14185.7313 | 0 | 0.33817 | 1 | 0.21755 | 63247.4162 | 72.9402 | 80.6949 | 164.1332
TEK17 | ASHP | PV panels | NoST | Occupant open | EV charging | TEK17 ASHP PV panels NoST Occupant open EV charging | 10250.6468 | 12269.1844 | 13942.1592 | 10665.9224 | 10250.6468 | 8653.1998 | 10164.373 | 8799.0523 | 0 | 3615.9846 | 3777.7861 | 1866.8701 | 0 | 9046.2524 | 3777.7861 | 8669.0199 | 0 | 0.39972 | 1 | 0.21535 | 41659.4602 | 70.3789 | 55.2861 | 132.7563
TEK17 | Direct | NoPV | ST | Occupant open | EV charging | TEK17 Direct NoPV ST Occupant open EV charging | 14808.0154 | 15796.9185 | 23426.3213 | 15323.0558 | 14808.0154 | 10558.2959 | 11351.3442 | 12088.709 | 0 | 5238.6226 | 12074.9771 | 3234.3467 | 0 | 16348.4433 | 12074.9771 | 14185.7313 | 0 | 0.32044 | 1 | 0.228 | 65398.8849 | 67.505 | 86.0645 | 164.1332
TEK17 | ASHP | NoPV | ST | Occupant open | EV charging | TEK17 ASHP NoPV ST Occupant open EV charging | 10580.6285 | 11881.942 | 13692.9588 | 11066.5428 | 10580.6285 | 8230.1888 | 10250.3033 | 9090.0063 | 0 | 3651.7532 | 3442.6555 | 1976.5365 | 0 | 10326.5066 | 3442.6555 | 8669.0199 | 0 | 0.35363 | 1 | 0.228 | 43378.0658 | 66.6722 | 53.7379 | 132.7563
TEK17 | Direct | PV panels | ST | Occupant open | EV charging | TEK17 Direct PV panels ST Occupant open EV charging | 14086.85 | 15541.4721 | 22379.5657 | 14558.0979 | 14086.85 | 10107.0931 | 11163.5408 | 11477.2486 | 0 | 5434.379 | 11216.025 | 3080.8494 | 0 | 16807.8279 | 11216.025 | 14185.7313 | 0 | 0.32332 | 1 | 0.21718 | 61642.8151 | 71.4572 | 79.3506 | 164.1332
TEK17 | ASHP | PV panels | ST | Occupant open | EV charging | TEK17 ASHP PV panels ST Occupant open EV charging | 9947.771 | 11658.1911 | 13393.5682 | 10403.0617 | 9947.771 | 7923.7452 | 10085.4967 | 8539.9331 | 0 | 3734.4459 | 3308.0715 | 1863.1286 | 0 | 10266.1247 | 3308.0715 | 8669.0199 | 0 | 0.36376 | 1 | 0.21492 | 40081.9332 | 69.1098 | 53.5787 | 132.7563
TEK17 | Direct | NoPV | NoST | Normal | EV charging delay | TEK17 Direct NoPV NoST Normal EV charging delay | 7474.3697 | 7318.9105 | 7162.9254 | 7626.9632 | 7474.3697 | 6675.0711 | 6685.2268 | 6414.0442 | 0 | 643.8394 | 477.6986 | 1212.919 | 0 | 1164.5024 | 477.6986 | 5319.8201 | 0 | 0.55289 | 1 | 0.228 | 29824.5364 | 20.57 | 24.299 | 64.1476
TEK17 | ASHP | NoPV | NoST | Normal | EV charging delay | TEK17 ASHP NoPV NoST Normal EV charging delay | 6917.5218 | 7246.4008 | 6601.3072 | 6715.6554 | 6917.5218 | 6642.0604 | 5851.1928 | 6212.979 | 0 | 604.3403 | 750.1144 | 502.6764 | 0 | 597.866 | 750.1144 | 2204.7208 | 0 | 1.0108 | 1 | 0.228 | 24295.8556 | 14.2868 | 13.7643 | 37.0702
TEK17 | Direct | PV panels | NoST | Normal | EV charging delay | TEK17 Direct PV panels NoST Normal EV charging delay | 7374.7007 | 8189.3624 | 7803.424 | 7544.4904 | 7374.7007 | 6684.3621 | 6659.2713 | 6477.0895 | 0 | 1505.0003 | 1144.1527 | 1067.4009 | 0 | 2054.0282 | 1144.1527 | 5319.8201 | 0 | 0.73271 | 1 | 0.20065 | 26677.4266 | 24.3115 | 23.6011 | 64.1476
TEK17 | ASHP | PV panels | NoST | Normal | EV charging delay | TEK17 ASHP PV panels NoST Normal EV charging delay | 6410.859 | 7004.2008 | 6402.8068 | 6158.9308 | 6410.859 | 6406.8626 | 5719.2493 | 5744.4575 | 0 | 597.3381 | 683.5575 | 414.4732 | 0 | 605.2963 | 683.5575 | 2204.7208 | 0 | 0.98685 | 1 | 0.18799 | 21656.9868 | 14.1298 | 13.65 | 37.0702
TEK17 | Direct | NoPV | ST | Normal | EV charging delay | TEK17 Direct NoPV ST Normal EV charging delay | 7649.2211 | 8171.1947 | 7787.1686 | 7942.3854 | 7649.2211 | 6667.3854 | 6730.7586 | 6729.4664 | 0 | 1503.8094 | 1056.41 | 1212.919 | 0 | 1923.7691 | 1056.41 | 5319.8201 | 0 | 0.7817 | 1 | 0.228 | 28107.1717 | 19.6428 | 22.1156 | 64.1476
TEK17 | ASHP | NoPV | ST | Normal | EV charging delay | TEK17 ASHP NoPV ST Normal EV charging delay | 6587.7973 | 6947.2949 | 6360.9837 | 6429.964 | 6587.7973 | 6348.73 | 5765.3245 | 5927.2876 | 0 | 598.5649 | 595.6591 | 502.6764 | 0 | 610.5594 | 595.6591 | 2204.7208 | 0 | 0.98035 | 1 | 0.228 | 22578.4908 | 10.5096 | 11.9527 | 37.0702
TEK17 | Direct | PV panels | ST | Normal | EV charging delay | TEK17 Direct PV panels ST Normal EV charging delay | 7082.8028 | 7941.679 | 7610.842 | 7289.0077 | 7082.8028 | 6421.5695 | 6583.2538 | 6226.5172 | 0 | 1520.1095 | 1027.5882 | 1062.4905 | 0 | 2034.4288 | 1027.5882 | 5319.8201 | 0 | 0.74719 | 1 | 0.19972 | 25157.0764 | 21.7608 | 21.4811 | 64.1476
TEK17 | ASHP | PV panels | ST | Normal | EV charging delay | TEK17 ASHP PV panels ST Normal EV charging delay | 6123.346 | 6737.6505 | 6211.798 | 5908.9702 | 6123.346 | 6147.1768 | 5644.3737 | 5496.9896 | 0 | 590.4737 | 567.4243 | 411.9807 | 0 | 612.9192 | 567.4243 | 2204.7208 | 0 | 0.96338 | 1 | 0.18686 | 20159.4739 | 10.3954 | 11.8385 | 37.0702
TEK17 | Direct | NoPV | NoST | Occupant open | EV charging delay | TEK17 Direct NoPV NoST Occupant open EV charging delay | 15137.74 | 15620.2284 | 19738.7955 | 15360.8656 | 15137.74 | 10769.1343 | 11437.2125 | 12126.5188 | 0 | 4851.0941 | 8301.583 | 3234.3467 | 0 | 12091.3764 | 8301.583 | 14185.7313 | 0 | 0.4012 | 1 | 0.228 | 67116.2496 | 57.8241 | 78.246 | 164.1332
TEK17 | ASHP | NoPV | NoST | Occupant open | EV charging delay | TEK17 ASHP NoPV NoST Occupant open EV charging delay | 10910.3531 | 11821.4903 | 11974.4867 | 11104.3527 | 10910.3531 | 8282.5855 | 10336.1715 | 9127.8161 | 0 | 3538.9048 | 1638.3152 | 1976.5365 | 0 | 6955.7402 | 1638.3152 | 8669.0199 | 0 | 0.50877 | 1 | 0.228 | 45095.4305 | 53.1757 | 39.6054 | 132.7563
TEK17 | Direct | PV panels | NoST | Occupant open | EV charging delay | TEK17 Direct PV panels NoST Occupant open EV charging delay | 14401.32 | 15379.6046 | 18902.1175 | 14582.1963 | 14401.32 | 10293.7712 | 11245.4365 | 11503.1429 | 0 | 5085.8334 | 7656.6811 | 3079.0534 | 0 | 12944.8383 | 7656.6811 | 14185.7313 | 0 | 0.39289 | 1 | 0.21705 | 63280.7291 | 65.4185 | 71.6925 | 164.1332
TEK17 | ASHP | PV panels | NoST | Occupant open | EV charging delay | TEK17 ASHP PV panels NoST Occupant open EV charging delay | 10258.5069 | 11608.4985 | 11781.2882 | 10423.0352 | 10258.5069 | 7912.0747 | 10166.4199 | 8563.2509 | 0 | 3696.4239 | 1614.8683 | 1859.7843 | 0 | 7496.7458 | 1614.8683 | 8669.0199 | 0 | 0.49307 | 1 | 0.21453 | 41700.3981 | 57.1361 | 39.4462 | 132.7563
TEK17 | Direct | NoPV | ST | Occupant open | EV charging delay | TEK17 Direct NoPV ST Occupant open EV charging delay | 14808.0154 | 15240.0723 | 18770.453 | 15075.1742 | 14808.0154 | 10525.2915 | 11351.3442 | 11840.8274 | 0 | 4714.7809 | 7419.1087 | 3234.3467 | 0 | 11836.4528 | 7419.1087 | 14185.7313 | 0 | 0.39833 | 1 | 0.228 | 65398.8849 | 56.9214 | 76.5751 | 164.1332
TEK17 | ASHP | NoPV | ST | Occupant open | EV charging delay | TEK17 ASHP NoPV ST Occupant open EV charging delay | 10580.6285 | 11470.5434 | 11731.0892 | 10818.6612 | 10580.6285 | 7994.602 | 10250.3033 | 8842.1247 | 0 | 3475.9413 | 1480.7859 | 1976.5365 | 0 | 6827.7151 | 1480.7859 | 8669.0199 | 0 | 0.50909 | 1 | 0.228 | 43378.0658 | 52.6283 | 37.6362 | 132.7563
TEK17 | Direct | PV panels | ST | Occupant open | EV charging delay | TEK17 Direct PV panels ST Occupant open EV charging delay | 14094.2283 | 15009.9553 | 18014.2708 | 14314.9047 | 14094.2283 | 10069.8513 | 11165.4622 | 11242.6644 | 0 | 4940.104 | 6848.8086 | 3072.2403 | 0 | 12668.8262 | 6848.8086 | 14185.7313 | 0 | 0.38994 | 1 | 0.21657 | 61681.244 | 63.6962 | 70.505 | 164.1332
TEK17 | ASHP | PV panels | ST | Occupant open | EV charging delay | TEK17 ASHP PV panels ST Occupant open EV charging delay | 9956.9408 | 11269.9527 | 11549.075 | 10161.0067 | 9956.9408 | 7652.3216 | 10087.8846 | 8306.4872 | 0 | 3617.6311 | 1461.1903 | 1854.5195 | 0 | 7381.3544 | 1461.1903 | 8669.0199 | 0 | 0.4901 | 1 | 0.21392 | 40129.6925 | 56.4843 | 37.477 | 132.7563
60s | Direct | NoPV | NoST | Normal | NoEV | 60s Direct NoPV NoST Normal NoEV | 8365.6249 | 8173.8254 | 9478.225 | 9782.5761 | 8365.6249 | 6581.7265 | 8295.3212 | 7172.4479 | 0 | 1592.099 | 1182.9039 | 2610.1282 | 0 | 3842.2165 | 1182.9039 | 11447.9308 | 0 | 0.41437 | 1 | 0.228 | 34466.4231 | 24.6398 | 68.7441 | 139.2693
60s | ASHP | NoPV | NoST | Normal | NoEV | 60s ASHP NoPV NoST Normal NoEV | 5680.0693 | 6052.7578 | 6789.5553 | 6475.9533 | 5680.0693 | 5182.8832 | 4472.1012 | 5181.0849 | 0 | 869.8746 | 2317.4541 | 1294.8684 | 0 | 1868.7173 | 2317.4541 | 5679.2473 | 0 | 0.46549 | 1 | 0.228 | 20476.6968 | 26.9148 | 92.6852 | 110.6045
60s | Direct | PV panels | NoST | Normal | NoEV | 60s Direct PV panels NoST Normal NoEV | 7656.8251 | 7880.8343 | 9226.4528 | 8989.4455 | 7656.8251 | 6157.0488 | 8110.7379 | 6562.8889 | 0 | 1723.7855 | 1115.7149 | 2426.5566 | 0 | 4428.1397 | 1115.7149 | 11447.9308 | 0 | 0.38928 | 1 | 0.21196 | 30774.7576 | 35.5471 | 64.9801 | 139.2693
60s | ASHP | PV panels | NoST | Normal | NoEV | 60s ASHP PV panels NoST Normal NoEV | 5091.0763 | 5797.8401 | 6567.4484 | 5817.0097 | 5091.0763 | 4888.9336 | 5375.4495 | 4654.4052 | 0 | 908.9065 | 1191.9989 | 1162.6045 | 0 | 1939.2746 | 1191.9989 | 5679.2473 | 0 | 0.46868 | 1 | 0.20471 | 17408.9902 | 34.4722 | 86.3477 | 110.6045
60s | Direct | NoPV | ST | Normal | NoEV | 60s Direct NoPV ST Normal NoEV | 8034.8386 | 7881.2636 | 9250.551 | 9496.0442 | 8034.8386 | 6053.4276 | 8209.1764 | 6885.9159 | 0 | 1827.8359 | 1041.3745 | 2610.1282 | 0 | 4057.9472 | 1041.3745 | 11447.9308 | 0 | 0.45043 | 1 | 0.228 | 32749.0584 | 23.1444 | 66.3854 | 139.2693
60s | ASHP | NoPV | ST | Normal | NoEV | 60s ASHP NoPV ST Normal NoEV | 5350.3513 | 5532.1997 | 6574.7101 | 6190.2672 | 5350.3513 | 4477.1095 | 5442.9666 | 4895.3988 | 0 | 1055.0902 | 1131.7435 | 1294.8684 | 0 | 2221.8213 | 1131.7435 | 5679.2473 | 0 | 0.47488 | 1 | 0.228 | 18759.3321 | 25.4193 | 90.2954 | 110.6045
60s | Direct | PV panels | ST | Normal | NoEV | 60s Direct PV panels ST Normal NoEV | 7356.0036 | 7611.4279 | 9012.7963 | 8724.3816 | 7356.0036 | 5614.4712 | 8032.3965 | 6306.1939 | 0 | 1996.9567 | 980.3998 | 2418.1877 | 0 | 4805.9459 | 980.3998 | 11447.9308 | 0 | 0.41552 | 1 | 0.21123 | 29207.9297 | 34.197 | 62.6867 | 139.2693
60s | ASHP | PV panels | ST | Normal | NoEV | 60s ASHP PV panels ST Normal NoEV | 4799.0141 | 5255.9204 | 6366.3653 | 5561.9793 | 4799.0141 | 4146.9006 | 5299.3892 | 4403.7955 | 0 | 1109.0198 | 1066.9761 | 1158.1838 | 0 | 2516.7693 | 1066.9761 | 5679.2473 | 0 | 0.44065 | 1 | 0.20393 | 15887.7839 | 32.729 | 83.9616 | 110.6045
60s | Direct | NoPV | NoST | Occupant open | NoEV | 60s Direct NoPV NoST Occupant open NoEV | 14859.6062 | 14652.9894 | 19921.6278 | 16005.2836 | 14859.6062 | 10523.4116 | 11364.7452 | 11776.1406 | 0 | 4129.5778 | 8556.8825 | 4229.143 | 0 | 11284.784 | 8556.8825 | 18548.873 | 0 | 0.36594 | 1 | 0.228 | 68294.9045 | 44.4248 | 115.6978 | 192.076
60s | ASHP | NoPV | NoST | Occupant open | NoEV | 60s ASHP NoPV NoST Occupant open NoEV | 9883.9446 | 10561.021 | 11686.8957 | 10917.0252 | 9883.9446 | 7391.0937 | 10068.8411 | 8250.5797 | 0 | 3169.9273 | 1618.0546 | 2666.4455 | 0 | 7642.247 | 1618.0546 | 11694.9364 | 0 | 0.41479 | 1 | 0.228 | 42376.8212 | 42.8446 | 70.9843 | 160.6991
60s | Direct | PV panels | NoST | Occupant open | NoEV | 60s Direct PV panels NoST Occupant open NoEV | 14063.6363 | 14370.3034 | 18933.7933 | 15154.9067 | 14063.6363 | 9992.9755 | 11157.4614 | 11111.049 | 0 | 4377.3279 | 7776.3319 | 4043.8577 | 0 | 11874.0285 | 7776.3319 | 18548.873 | 0 | 0.36865 | 1 | 0.21801 | 64149.2281 | 54.4633 | 108.9141 | 192.076
60s | ASHP | PV panels | NoST | Occupant open | NoEV | 60s ASHP PV panels NoST Occupant open NoEV | 9178.3214 | 10291.5411 | 11456.0152 | 10164.0008 | 9178.3214 | 6957.6314 | 9885.085 | 7647.5407 | 0 | 3333.9097 | 1570.9302 | 2516.4601 | 0 | 7995.5644 | 1570.9302 | 11694.9364 | 0 | 0.41697 | 1 | 0.21518 | 38701.7005 | 51.7531 | 69.8441 | 160.6991
60s | Direct | NoPV | ST | Occupant open | NoEV | 60s Direct NoPV ST Occupant open NoEV | 14529.8816 | 14163.6784 | 18996.0599 | 15719.5922 | 14529.8816 | 10251.0702 | 11278.877 | 11490.4492 | 0 | 3912.6083 | 7717.1829 | 4229.143 | 0 | 10988.3182 | 7717.1829 | 18548.873 | 0 | 0.35607 | 1 | 0.228 | 66577.5398 | 42.9767 | 114.0949 | 192.076
60s | ASHP | NoPV | ST | Occupant open | NoEV | 60s ASHP NoPV ST Occupant open NoEV | 9554.22 | 10039.4459 | 11375.5826 | 10631.3338 | 9554.22 | 6969.8641 | 9982.9728 | 7964.8883 | 0 | 3069.5817 | 1392.6098 | 2666.4455 | 0 | 7744.9524 | 1392.6098 | 11694.9364 | 0 | 0.39633 | 1 | 0.228 | 40659.4565 | 41.4944 | 68.5671 | 160.6991
60s | Direct | PV panels | ST | Occupant open | NoEV | 60s Direct PV panels ST Occupant open NoEV | 13751.5967 | 13862.6985 | 18091.1831 | 14881.9906 | 13751.5967 | 9732.1722 | 11076.1986 | 10847.1392 | 0 | 4130.5263 | 7014.9845 | 4034.8513 | 0 | 11585.8468 | 7014.9845 | 18548.873 | 0 | 0.35651 | 1 | 0.21753 | 62523.9725 | 53.4194 | 107.3112 | 192.076
60s | ASHP | PV panels | ST | Occupant open | NoEV | 60s ASHP PV panels ST Occupant open NoEV | 8873.7586 | 9768.5855 | 11157.9889 | 9898.5402 | 8873.7586 | 6517.5659 | 9805.7693 | 7388.6963 | 0 | 3251.0196 | 1352.2196 | 2509.8439 | 0 | 8179.0823 | 1352.2196 | 11694.9364 | 0 | 0.39748 | 1 | 0.21461 | 37115.3865 | 50.4145 | 67.6987 | 160.6991
60s | Direct | NoPV | NoST | Normal | EV charging | 60s Direct NoPV NoST Normal EV charging | 11139.0303 | 10732.15 | 11822.5185 | 12220.1591 | 11139.0303 | 9174.2286 | 10395.7421 | 9610.0309 | 0 | 1557.9214 | 1426.7763 | 2610.1282 | 0 | 4086.9763 | 1426.7763 | 11447.9308 | 0 | 0.38119 | 1 | 0.228 | 46292.4231 | 38.7767 | 60.1473 | 139.2693
60s | ASHP | NoPV | NoST | Normal | EV charging | 60s ASHP NoPV NoST Normal EV charging | 8454.5527 | 9010.4875 | 9175.6458 | 8914.3898 | 8454.5527 | 8220.2428 | 8318.5348 | 7619.5214 | 0 | 790.2447 | 857.111 | 1294.8684 | 0 | 1412.03 | 857.111 | 5679.2473 | 0 | 0.55965 | 1 | 0.228 | 32302.6968 | 41.2814 | 61.0553 | 110.6045
60s | Direct | PV panels | NoST | Normal | EV charging | 60s Direct PV panels NoST Normal EV charging | 10411.2156 | 10450.3468 | 11609.5197 | 11415.0344 | 10411.2156 | 8818.3949 | 10206.2071 | 8981.4321 | 0 | 1631.9519 | 1403.3126 | 2433.6023 | 0 | 4409.272 | 1403.3126 | 11447.9308 | 0 | 0.37012 | 1 | 0.21258 | 42496.1415 | 44.792 | 59.2902 | 139.2693
60s | ASHP | PV panels | NoST | Normal | EV charging | 60s ASHP PV panels NoST Normal EV charging | 7841.2738 | 8754.4159 | 9002.9691 | 8238.092 | 7841.2738 | 7940.1409 | 8158.8268 | 7070.0699 | 0 | 814.2749 | 844.1423 | 1168.022 | 0 | 1457.9623 | 844.1423 | 5679.2473 | 0 | 0.5585 | 1 | 0.20566 | 29108.5358 | 44.2255 | 60.1982 | 110.6045
60s | Direct | NoPV | ST | Normal | EV charging | 60s Direct NoPV ST Normal EV charging | 10809.322 | 9965.1965 | 11488.4673 | 11934.4806 | 10809.322 | 8459.453 | 10309.8782 | 9324.3524 | 0 | 1505.7435 | 1178.5892 | 2610.1282 | 0 | 4648.118 | 1178.5892 | 11447.9308 | 0 | 0.32395 | 1 | 0.228 | 44575.0584 | 37.353 | 57.848 | 139.2693
60s | ASHP | NoPV | ST | Normal | EV charging | 60s ASHP NoPV ST Normal EV charging | 8124.8281 | 8175.6838 | 8872.5134 | 8628.6984 | 8124.8281 | 7362.7055 | 7543.6666 | 7333.83 | 0 | 812.9783 | 1328.8468 | 1294.8684 | 0 | 1812.8547 | 1328.8468 | 5679.2473 | 0 | 0.44845 | 1 | 0.228 | 30585.3321 | 39.8576 | 78.2638 | 110.6045
60s | Direct | PV panels | ST | Normal | EV charging | 60s Direct PV panels ST Normal EV charging | 10105.6063 | 9732.3049 | 11285.429 | 11146.7217 | 10105.6063 | 8100.7182 | 10126.6189 | 8720.001 | 0 | 1631.5867 | 1158.8101 | 2426.7207 | 0 | 5294.32 | 1158.8101 | 11447.9308 | 0 | 0.30818 | 1 | 0.21198 | 40909.9071 | 43.3682 | 56.9909 | 139.2693
60s | ASHP | PV panels | ST | Normal | EV charging | 60s ASHP PV panels ST Normal EV charging | 7544.1761 | 7964.2102 | 8696.6434 | 7979.1388 | 7544.1761 | 7128.8669 | 7392.4551 | 6814.5883 | 0 | 835.3433 | 1304.1882 | 1164.5505 | 0 | 1878.0802 | 1304.1882 | 5679.2473 | 0 | 0.44479 | 1 | 0.20505 | 27563.5524 | 45.1214 | 76.6708 | 110.6045
60s | Direct | NoPV | NoST | Occupant open | EV charging | 60s Direct NoPV NoST Occupant open EV charging | 17634.083 | 17745.3873 | 29826.8368 | 18443.7148 | 17634.083 | 12570.8914 | 12087.4452 | 14214.5718 | 0 | 5174.4959 | 17739.3916 | 4229.143 | 0 | 14665.4195 | 17739.3916 | 18548.873 | 0 | 0.35284 | 1 | 0.228 | 80120.9045 | 63.2916 | 148.0978 | 192.076
60s | ASHP | NoPV | NoST | Occupant open | EV charging | 60s ASHP NoPV NoST Occupant open EV charging | 12658.4214 | 13671.8818 | 16780.1921 | 13355.4564 | 12658.4214 | 9873.4446 | 10791.5411 | 10689.0109 | 0 | 3798.4372 | 5988.6511 | 2666.4455 | 0 | 9511.6437 | 5988.6511 | 11694.9364 | 0 | 0.39935 | 1 | 0.228 | 54202.8212 | 59.7327 | 103.3843 | 160.6991
60s | Direct | PV panels | NoST | Occupant open | EV charging | 60s Direct PV panels NoST Occupant open EV charging | 16831.8813 | 17465.7351 | 28579.0347 | 17589.3781 | 16831.8813 | 12059.5553 | 11878.5385 | 13538.4245 | 0 | 5406.1799 | 16700.4962 | 4050.9536 | 0 | 15421.3791 | 16700.4962 | 18548.873 | 0 | 0.35056 | 1 | 0.21839 | 75942.7706 | 67.9894 | 141.3141 | 192.076
60s | ASHP | PV panels | NoST | Occupant open | EV charging | 60s ASHP PV panels NoST Occupant open EV charging | 11945.0938 | 13404.891 | 16396.3701 | 12597.5365 | 11945.0938 | 9489.5827 | 10605.7787 | 10073.9805 | 0 | 3915.3082 | 5790.5914 | 2523.556 | 0 | 9794.1088 | 5790.5914 | 11694.9364 | 0 | 0.39976 | 1 | 0.21578 | 50487.5735 | 64.4541 | 102.2441 | 160.6991
60s | Direct | NoPV | ST | Occupant open | EV charging | 60s Direct NoPV ST Occupant open EV charging | 17304.3584 | 17180.393 | 28706.9217 | 18158.0234 | 17304.3584 | 12177.3245 | 12001.577 | 13928.8804 | 0 | 5003.0686 | 16705.3447 | 4229.143 | 0 | 14776.7757 | 16705.3447 | 18548.873 | 0 | 0.33858 | 1 | 0.228 | 78403.5398 | 61.8767 | 146.4949 | 192.076
60s | ASHP | NoPV | ST | Occupant open | EV charging | 60s ASHP NoPV ST Occupant open EV charging | 12328.6968 | 13054.8161 | 16162.4746 | 13069.765 | 12328.6968 | 9223.6971 | 10705.6728 | 10403.3195 | 0 | 3831.119 | 5456.8018 | 2666.4455 | 0 | 10444.9095 | 5456.8018 | 11694.9364 | 0 | 0.36679 | 1 | 0.228 | 52485.4565 | 58.9841 | 100.9671 | 160.6991
60s | Direct | PV panels | ST | Occupant open | EV charging | 60s Direct PV panels ST Occupant open EV charging | 16518.8659 | 16923.5472 | 27499.2714 | 17315.842 | 16518.8659 | 11673.5405 | 11797.0217 | 13272.3695 | 0 | 5250.0067 | 15702.2497 | 4043.4725 | 0 | 15599.2689 | 15702.2497 | 18548.873 | 0 | 0.33655 | 1 | 0.21799 | 74312.4331 | 66.2938 | 139.7112 | 192.076
60s | ASHP | PV panels | ST | Occupant open | EV charging | 60s ASHP PV panels ST Occupant open EV charging | 11639.2535 | 12826.7912 | 15809.4977 | 12331.2642 | 11639.2535 | 8854.8276 | 10526.1303 | 9812.7991 | 0 | 3971.9637 | 5283.3674 | 2518.4651 | 0 | 10762.2439 | 5283.3674 | 11694.9364 | 0 | 0.36906 | 1 | 0.21535 | 48894.6062 | 62.7915 | 100.0987 | 160.6991
60s | Direct | NoPV | NoST | Normal | EV charging delay | 60s Direct NoPV NoST Normal EV charging delay | 11139.4105 | 11184.6862 | 11671.3649 | 11972.5785 | 11139.4105 | 8569.834 | 10395.8412 | 9362.4503 | 0 | 2614.8522 | 1275.5238 | 2610.1282 | 0 | 5291.5986 | 1275.5238 | 11447.9308 | 0 | 0.49415 | 1 | 0.228 | 46292.4231 | 32.3132 | 59.9184 | 139.2693
60s | ASHP | NoPV | NoST | Normal | EV charging delay | 60s ASHP NoPV NoST Normal EV charging delay | 8453.8615 | 8759.1641 | 8935.3057 | 8665.961 | 8453.8615 | 7207.8158 | 7629.3548 | 7371.0926 | 0 | 1551.3482 | 1305.9509 | 1294.8684 | 0 | 2740.1177 | 1305.9509 | 5679.2473 | 0 | 0.56616 | 1 | 0.228 | 32302.6968 | 33.9294 | 80.5572 | 110.6045
60s | Direct | PV panels | NoST | Normal | EV charging delay | 60s Direct PV panels NoST Normal EV charging delay | 10431.3019 | 10910.523 | 11461.6734 | 11179.9951 | 10431.3019 | 8161.0158 | 10211.4379 | 8753.4385 | 0 | 2749.5072 | 1250.2355 | 2426.5566 | 0 | 6297.9982 | 1250.2355 | 11447.9308 | 0 | 0.43657 | 1 | 0.21196 | 42600.7576 | 45.6536 | 59.0613 | 139.2693
60s | ASHP | PV panels | NoST | Normal | EV charging delay | 60s ASHP PV panels NoST Normal EV charging delay | 7865.5531 | 8489.121 | 8756.0316 | 8007.5593 | 7865.5531 | 6920.3813 | 7476.1495 | 6844.9548 | 0 | 1568.7398 | 1279.8821 | 1162.6045 | 0 | 3011.6938 | 1279.8821 | 5679.2473 | 0 | 0.52088 | 1 | 0.20471 | 29234.9902 | 44.4315 | 79.0759 | 110.6045
60s | Direct | NoPV | ST | Normal | EV charging delay | 60s Direct NoPV ST Normal EV charging delay | 10810.3771 | 10969.5697 | 11485.1905 | 11687.4343 | 10810.3771 | 8282.7813 | 10310.1529 | 9077.3061 | 0 | 2686.7884 | 1175.0376 | 2610.1282 | 0 | 5433.0056 | 1175.0376 | 11447.9308 | 0 | 0.49453 | 1 | 0.228 | 44575.0584 | 31.4291 | 57.5133 | 139.2693
60s | ASHP | NoPV | ST | Normal | EV charging delay | 60s ASHP NoPV ST Normal EV charging delay | 8124.8281 | 8477.0966 | 8755.028 | 8380.8168 | 8124.8281 | 6909.8674 | 7543.6666 | 7085.9484 | 0 | 1567.2292 | 1211.3614 | 1294.8684 | 0 | 2878.0347 | 1211.3614 | 5679.2473 | 0 | 0.54455 | 1 | 0.228 | 30585.3321 | 32.8872 | 78.2638 | 110.6045
60s | Direct | PV panels | ST | Normal | EV charging delay | 60s Direct PV panels ST Normal EV charging delay | 10130.4804 | 10719.5691 | 11286.3765 | 10914.9312 | 10130.4804 | 7901.8469 | 10133.0965 | 8496.7435 | 0 | 2817.7222 | 1153.28 | 2418.1877 | 0 | 6388.5303 | 1153.28 | 11447.9308 | 0 | 0.44106 | 1 | 0.21123 | 41033.9297 | 44.3925 | 56.6562 | 139.2693
60s | ASHP | PV panels | ST | Normal | EV charging delay | 60s ASHP PV panels ST Normal EV charging delay | 7573.4909 | 8237.3283 | 8588.9489 | 7752.5289 | 7573.4909 | 6656.6431 | 7400.0892 | 6594.3451 | 0 | 1580.6852 | 1188.8597 | 1158.1838 | 0 | 3127.5691 | 1188.8597 | 5679.2473 | 0 | 0.5054 | 1 | 0.20393 | 27713.7839 | 42.8084 | 76.6708 | 110.6045
60s | Direct | NoPV | NoST | Occupant open | EV charging delay | 60s Direct NoPV NoST Occupant open EV charging delay | 17634.083 | 17096.1459 | 26919.3696 | 18195.8332 | 17634.083 | 12396.5862 | 12087.4452 | 13966.6902 | 0 | 4699.5597 | 14831.9244 | 4229.143 | 0 | 11852.2661 | 14831.9244 | 18548.873 | 0 | 0.39651 | 1 | 0.228 | 80120.9045 | 56.0316 | 148.0978 | 192.076
60s | ASHP | NoPV | NoST | Occupant open | EV charging delay | 60s ASHP NoPV NoST Occupant open EV charging delay | 12658.4214 | 13082.0266 | 14915.9002 | 13107.5748 | 12658.4214 | 9353.9883 | 10791.5411 | 10441.1293 | 0 | 3728.0383 | 4124.3591 | 2666.4455 | 0 | 7893.4591 | 4124.3591 | 11694.9364 | 0 | 0.47229 | 1 | 0.228 | 54202.8212 | 54.2857 | 103.3843 | 160.6991
60s | Direct | PV panels | NoST | Occupant open | EV charging delay | 60s Direct PV panels NoST Occupant open EV charging delay | 16838.1131 | 16847.1703 | 25912.1408 | 17345.4563 | 16838.1131 | 11878.8652 | 11880.1614 | 13301.5986 | 0 | 4968.3052 | 14031.9794 | 4043.8577 | 0 | 13184.8701 | 14031.9794 | 18548.873 | 0 | 0.37682 | 1 | 0.21801 | 75975.2281 | 65.9293 | 141.3141 | 192.076
60s | ASHP | PV panels | NoST | Occupant open | EV charging delay | 60s ASHP PV panels NoST Occupant open EV charging delay | 11952.7982 | 12859.1929 | 14675.1806 | 12354.5504 | 11952.7982 | 8940.9755 | 10607.785 | 9838.0903 | 0 | 3918.2174 | 4067.3956 | 2516.4601 | 0 | 8846.3106 | 4067.3956 | 11694.9364 | 0 | 0.44292 | 1 | 0.21518 | 50527.7005 | 63.595 | 102.2441 | 160.6991
60s | Direct | NoPV | ST | Occupant open | EV charging delay | 60s Direct NoPV ST Occupant open EV charging delay | 17304.3584 | 16743.5309 | 25868.8592 | 17910.1418 | 17304.3584 | 12158.7624 | 12001.577 | 13680.9988 | 0 | 4584.7684 | 13867.2822 | 4229.143 | 0 | 11651.2899 | 13867.2822 | 18548.873 | 0 | 0.3935 | 1 | 0.228 | 78403.5398 | 55.3748 | 146.4949 | 192.076
60s | ASHP | NoPV | ST | Occupant open | EV charging delay | 60s ASHP NoPV ST Occupant open EV charging delay | 12328.6968 | 12742.8444 | 14554.3591 | 12821.8834 | 12328.6968 | 9074.1504 | 10705.6728 | 10155.4379 | 0 | 3668.694 | 3848.6863 | 2666.4455 | 0 | 7888.0762 | 3848.6863 | 11694.9364 | 0 | 0.46509 | 1 | 0.228 | 52485.4565 | 53.1066 | 100.9671 | 160.6991
60s | Direct | PV panels | ST | Occupant open | EV charging delay | 60s Direct PV panels ST Occupant open EV charging delay | 16526.0735 | 16503.1827 | 24943.3811 | 17072.5402 | 16526.0735 | 11655.8208 | 11798.8986 | 13037.6888 | 0 | 4847.3619 | 13144.4825 | 4034.8513 | 0 | 12949.0821 | 13144.4825 | 18548.873 | 0 | 0.37434 | 1 | 0.21753 | 74349.9725 | 64.7502 | 139.7112 | 192.076
60s | ASHP | PV panels | ST | Occupant open | EV charging delay | 60s ASHP PV panels ST Occupant open EV charging delay | 11648.2354 | 12530.9789 | 14328.4165 | 12089.0898 | 11648.2354 | 8684.3622 | 10528.4693 | 9579.2459 | 0 | 3846.6167 | 3799.9471 | 2509.8439 | 0 | 8836.5921 | 3799.9471 | 11694.9364 | 0 | 0.43531 | 1 | 0.21461 | 48941.3865 | 62.0657 | 100.0987 | 160.6991
This chart isn't available in your version of Excel. Editing this shape or saving this workbook into a different file format will permanently break the chart.
This chart isn't available in your version of Excel. Editing this shape or saving this workbook into a different file format will permanently break the chart.
This chart isn't available in your version of Excel. Editing this shape or saving this workbook into a different file format will permanently break the chart.
This chart isn't available in your version of Excel. Editing this shape or saving this workbook into a different file format will permanently break the chart.
This chart isn't available in your version of Excel. Editing this shape or saving this workbook into a different file format will permanently break the chart.
This chart isn't available in your version of Excel. Editing this shape or saving this workbook into a different file format will permanently break the chart.
This chart isn't available in your version of Excel. Editing this shape or saving this workbook into a different file format will permanently break the chart.
This chart isn't available in your version of Excel. Editing this shape or saving this workbook into a different file format will permanently break the chart.
This chart isn't available in your version of Excel. Editing this shape or saving this workbook into a different file format will permanently break the chart.
This chart isn't available in your version of Excel. Editing this shape or saving this workbook into a different file format will permanently break the chart.

## Heating system
[7 empty] | Cost if no load is shifted |  |  |  | Cost if all load is shifted |  |  |  | Savings/year with shifted heating |  |  |  | Amount of shifted load incentivised |  |  |  | Savings per kWh shifted |  |  |  |  | Max daily shift [kWh]
Building | Heating system | PV panels | Solar thermal | Window openings | Electrical vehicles | Description | Energy rate | Measured power tariff | Tiered rate tariff | Time of use tariff | Energy rate | Measured power tariff | Tiered rate tariff | Time of use tariff | Energy rate | Measured power tariff | Tiered rate tariff | Time of use tariff | Energy rate | Measured power tariff | Tiered rate tariff | Time of use tariff | Energy rate | Measured power tariff | Tiered rate tariff | Time of use tariff | Total demand | Measured power rate | Tiered rate tariff | Time of use tariff
TEK17 | Direct | NoPV | NoST | Normal | NoEV | TEK17 Direct NoPV NoST Normal NoEV | 5204.4689 | 5711.473 | 5913.6204 | 6037.5272 | 5204.4689 | 4940.8427 | 5404.9268 | 4824.6082 | 0 | 770.6304 | 508.6936 | 1212.919 | 0 | 1884.3287 | 508.6936 | 5319.8201 | 0 | 0.40897 | 1 | 0.228 | 17998.5364 | 20.0129 | 19.8707 | 64.1476
TEK17 | Direct | PV panels | NoST | Normal | NoEV | TEK17 Direct PV panels NoST Normal NoEV | 4600.2239 | 5431.6197 | 5720.5763 | 5353.9408 | 4600.2239 | 4655.5479 | 5247.5713 | 4286.5399 | 0 | 776.0718 | 473.005 | 1067.4009 | 0 | 1848.4319 | 473.005 | 5319.8201 | 0 | 0.41985 | 1 | 0.20065 | 14851.4266 | 23.5885 | 19.0136 | 64.1476
TEK17 | Direct | NoPV | ST | Normal | NoEV | TEK17 Direct NoPV ST Normal NoEV | 4874.7443 | 5206.3525 | 5716.6738 | 5751.8358 | 4874.7443 | 4208.4601 | 5319.0586 | 4538.9168 | 0 | 997.8924 | 397.6152 | 1212.919 | 0 | 2303.1417 | 397.6152 | 5319.8201 | 0 | 0.43327 | 1 | 0.228 | 16281.1717 | 18.4764 | 17.783 | 64.1476
TEK17 | Direct | PV panels | ST | Normal | NoEV | TEK17 Direct PV panels ST Normal NoEV | 4308.1252 | 4929.0814 | 5480.7062 | 5098.299 | 4308.1252 | 3880.8637 | 4482.5015 | 4035.8086 | 0 | 1048.2177 | 998.2047 | 1062.4905 | 0 | 2422.3365 | 998.2047 | 5319.8201 | 0 | 0.43273 | 1 | 0.19972 | 13331.0764 | 22.6398 | 27.9259 | 64.1476
TEK17 | Direct | NoPV | NoST | Occupant open | NoEV | TEK17 Direct NoPV NoST Occupant open NoEV | 12363.2632 | 13279.1207 | 16226.5089 | 13170.316 | 12363.2632 | 8884.4294 | 10714.5125 | 9935.9692 | 0 | 4394.6913 | 5511.9964 | 3234.3467 | 0 | 13242.366 | 5511.9964 | 14185.7313 | 0 | 0.33187 | 1 | 0.228 | 55290.2496 | 48.9689 | 58.6312 | 164.1332
TEK17 | Direct | PV panels | NoST | Occupant open | NoEV | TEK17 Direct PV panels NoST Occupant open NoEV | 11626.8432 | 13006.3811 | 15409.0536 | 12391.6467 | 11626.8432 | 8395.5695 | 10522.7365 | 9312.5933 | 0 | 4610.8116 | 4886.3171 | 3079.0534 | 0 | 13262.8816 | 4886.3171 | 14185.7313 | 0 | 0.34765 | 1 | 0.21705 | 51454.7291 | 52.8146 | 51.8475 | 164.1332
TEK17 | Direct | NoPV | ST | Occupant open | NoEV | TEK17 Direct NoPV ST Occupant open NoEV | 12033.5386 | 12765.0041 | 15361.2132 | 12884.6246 | 12033.5386 | 8597.3097 | 10628.6442 | 9650.2778 | 0 | 4167.6944 | 4732.5689 | 3234.3467 | 0 | 12892.9567 | 4732.5689 | 14185.7313 | 0 | 0.32325 | 1 | 0.228 | 53572.8849 | 47.8621 | 57.2238 | 164.1332
TEK17 | Direct | PV panels | ST | Occupant open | NoEV | TEK17 Direct PV panels ST Occupant open NoEV | 11319.7515 | 12451.0311 | 14626.3096 | 12124.3551 | 11319.7515 | 8120.9912 | 10442.7622 | 9052.1148 | 0 | 4330.0399 | 4183.5474 | 3072.2403 | 0 | 12904.7969 | 4183.5474 | 14185.7313 | 0 | 0.33554 | 1 | 0.21657 | 49855.244 | 51.2873 | 50.4401 | 164.1332
TEK17 | Direct | NoPV | NoST | Normal | EV charging | TEK17 Direct NoPV NoST Normal EV charging | 7474.3697 | 8562.6948 | 8224.6902 | 8122.7264 | 7474.3697 | 7935.5304 | 7374.2268 | 6909.8074 | 0 | 627.1644 | 850.4633 | 1212.919 | 0 | 844.1288 | 850.4633 | 5319.8201 | 0 | 0.74297 | 1 | 0.228 | 29824.5364 | 21.7769 | 23.2908 | 64.1476
TEK17 | Direct | PV panels | NoST | Normal | EV charging | TEK17 Direct PV panels NoST Normal EV charging | 7351.9798 | 8428.6391 | 8174.6559 | 7776.3586 | 7351.9798 | 7793.2319 | 7342.3545 | 6703.2122 | 0 | 635.4073 | 832.3015 | 1073.1464 | 0 | 838.21 | 832.3015 | 5319.8201 | 0 | 0.75805 | 1 | 0.20173 | 26560.1191 | 21.5034 | 23.0173 | 64.1476
TEK17 | Direct | NoPV | ST | Normal | EV charging | TEK17 Direct NoPV ST Normal EV charging | 7649.2211 | 7844.4414 | 8008.7236 | 8190.267 | 7649.2211 | 7188.5723 | 7419.7586 | 6977.348 | 0 | 655.8691 | 588.965 | 1212.919 | 0 | 1199.992 | 588.965 | 5319.8201 | 0 | 0.54656 | 1 | 0.228 | 28107.1717 | 28.1765 | 21.4628 | 64.1476
TEK17 | Direct | PV panels | ST | Normal | EV charging | TEK17 Direct PV panels ST Normal EV charging | 7055.8278 | 7627.1812 | 7844.8461 | 7517.6452 | 7055.8278 | 6965.5487 | 7265.2291 | 6448.3798 | 0 | 661.6325 | 579.617 | 1069.2654 | 0 | 1162.9975 | 579.617 | 5319.8201 | 0 | 0.5689 | 1 | 0.201 | 25016.5816 | 27.7315 | 21.1894 | 64.1476
TEK17 | Direct | NoPV | NoST | Occupant open | EV charging | TEK17 Direct NoPV NoST Occupant open EV charging | 15137.74 | 16386.8509 | 24482.6792 | 15608.7472 | 15137.74 | 11010.2355 | 11437.2125 | 12374.4004 | 0 | 5376.6155 | 13045.4667 | 3234.3467 | 0 | 16072.983 | 13045.4667 | 14185.7313 | 0 | 0.33451 | 1 | 0.228 | 67116.2496 | 68.707 | 87.4787 | 164.1332
TEK17 | Direct | PV panels | NoST | Occupant open | EV charging | TEK17 Direct PV panels NoST Occupant open EV charging | 14394.9239 | 16117.1145 | 23395.1641 | 14826.0138 | 14394.9239 | 10553.5362 | 11243.7708 | 11739.8745 | 0 | 5563.5783 | 12151.3933 | 3086.1392 | 0 | 16452.218 | 12151.3933 | 14185.7313 | 0 | 0.33817 | 1 | 0.21755 | 63247.4162 | 72.9402 | 80.6949 | 164.1332
TEK17 | Direct | NoPV | ST | Occupant open | EV charging | TEK17 Direct NoPV ST Occupant open EV charging | 14808.0154 | 15796.9185 | 23426.3213 | 15323.0558 | 14808.0154 | 10558.2959 | 11351.3442 | 12088.709 | 0 | 5238.6226 | 12074.9771 | 3234.3467 | 0 | 16348.4433 | 12074.9771 | 14185.7313 | 0 | 0.32044 | 1 | 0.228 | 65398.8849 | 67.505 | 86.0645 | 164.1332
TEK17 | Direct | PV panels | ST | Occupant open | EV charging | TEK17 Direct PV panels ST Occupant open EV charging | 14086.85 | 15541.4721 | 22379.5657 | 14558.0979 | 14086.85 | 10107.0931 | 11163.5408 | 11477.2486 | 0 | 5434.379 | 11216.025 | 3080.8494 | 0 | 16807.8279 | 11216.025 | 14185.7313 | 0 | 0.32332 | 1 | 0.21718 | 61642.8151 | 71.4572 | 79.3506 | 164.1332
TEK17 | Direct | NoPV | NoST | Normal | EV charging delay | TEK17 Direct NoPV NoST Normal EV charging delay | 7474.3697 | 7318.9105 | 7162.9254 | 7626.9632 | 7474.3697 | 6675.0711 | 6685.2268 | 6414.0442 | 0 | 643.8394 | 477.6986 | 1212.919 | 0 | 1164.5024 | 477.6986 | 5319.8201 | 0 | 0.55289 | 1 | 0.228 | 29824.5364 | 20.57 | 24.299 | 64.1476
TEK17 | Direct | PV panels | NoST | Normal | EV charging delay | TEK17 Direct PV panels NoST Normal EV charging delay | 7374.7007 | 8189.3624 | 7803.424 | 7544.4904 | 7374.7007 | 6684.3621 | 6659.2713 | 6477.0895 | 0 | 1505.0003 | 1144.1527 | 1067.4009 | 0 | 2054.0282 | 1144.1527 | 5319.8201 | 0 | 0.73271 | 1 | 0.20065 | 26677.4266 | 24.3115 | 23.6011 | 64.1476
TEK17 | Direct | NoPV | ST | Normal | EV charging delay | TEK17 Direct NoPV ST Normal EV charging delay | 7649.2211 | 8171.1947 | 7787.1686 | 7942.3854 | 7649.2211 | 6667.3854 | 6730.7586 | 6729.4664 | 0 | 1503.8094 | 1056.41 | 1212.919 | 0 | 1923.7691 | 1056.41 | 5319.8201 | 0 | 0.7817 | 1 | 0.228 | 28107.1717 | 19.6428 | 22.1156 | 64.1476
TEK17 | Direct | PV panels | ST | Normal | EV charging delay | TEK17 Direct PV panels ST Normal EV charging delay | 7082.8028 | 7941.679 | 7610.842 | 7289.0077 | 7082.8028 | 6421.5695 | 6583.2538 | 6226.5172 | 0 | 1520.1095 | 1027.5882 | 1062.4905 | 0 | 2034.4288 | 1027.5882 | 5319.8201 | 0 | 0.74719 | 1 | 0.19972 | 25157.0764 | 21.7608 | 21.4811 | 64.1476
TEK17 | Direct | NoPV | NoST | Occupant open | EV charging delay | TEK17 Direct NoPV NoST Occupant open EV charging delay | 15137.74 | 15620.2284 | 19738.7955 | 15360.8656 | 15137.74 | 10769.1343 | 11437.2125 | 12126.5188 | 0 | 4851.0941 | 8301.583 | 3234.3467 | 0 | 12091.3764 | 8301.583 | 14185.7313 | 0 | 0.4012 | 1 | 0.228 | 67116.2496 | 57.8241 | 78.246 | 164.1332
TEK17 | Direct | PV panels | NoST | Occupant open | EV charging delay | TEK17 Direct PV panels NoST Occupant open EV charging delay | 14401.32 | 15379.6046 | 18902.1175 | 14582.1963 | 14401.32 | 10293.7712 | 11245.4365 | 11503.1429 | 0 | 5085.8334 | 7656.6811 | 3079.0534 | 0 | 12944.8383 | 7656.6811 | 14185.7313 | 0 | 0.39289 | 1 | 0.21705 | 63280.7291 | 65.4185 | 71.6925 | 164.1332
TEK17 | Direct | NoPV | ST | Occupant open | EV charging delay | TEK17 Direct NoPV ST Occupant open EV charging delay | 14808.0154 | 15240.0723 | 18770.453 | 15075.1742 | 14808.0154 | 10525.2915 | 11351.3442 | 11840.8274 | 0 | 4714.7809 | 7419.1087 | 3234.3467 | 0 | 11836.4528 | 7419.1087 | 14185.7313 | 0 | 0.39833 | 1 | 0.228 | 65398.8849 | 56.9214 | 76.5751 | 164.1332
TEK17 | Direct | PV panels | ST | Occupant open | EV charging delay | TEK17 Direct PV panels ST Occupant open EV charging delay | 14094.2283 | 15009.9553 | 18014.2708 | 14314.9047 | 14094.2283 | 10069.8513 | 11165.4622 | 11242.6644 | 0 | 4940.104 | 6848.8086 | 3072.2403 | 0 | 12668.8262 | 6848.8086 | 14185.7313 | 0 | 0.38994 | 1 | 0.21657 | 61681.244 | 63.6962 | 70.505 | 164.1332
60s | Direct | NoPV | NoST | Normal | NoEV | 60s Direct NoPV NoST Normal NoEV | 8365.6249 | 8173.8254 | 9478.225 | 9782.5761 | 8365.6249 | 6581.7265 | 8295.3212 | 7172.4479 | 0 | 1592.099 | 1182.9039 | 2610.1282 | 0 | 3842.2165 | 1182.9039 | 11447.9308 | 0 | 0.41437 | 1 | 0.228 | 34466.4231 | 24.6398 | 68.7441 | 139.2693
60s | Direct | PV panels | NoST | Normal | NoEV | 60s Direct PV panels NoST Normal NoEV | 7656.8251 | 7880.8343 | 9226.4528 | 8989.4455 | 7656.8251 | 6157.0488 | 8110.7379 | 6562.8889 | 0 | 1723.7855 | 1115.7149 | 2426.5566 | 0 | 4428.1397 | 1115.7149 | 11447.9308 | 0 | 0.38928 | 1 | 0.21196 | 30774.7576 | 35.5471 | 64.9801 | 139.2693
60s | Direct | NoPV | ST | Normal | NoEV | 60s Direct NoPV ST Normal NoEV | 8034.8386 | 7881.2636 | 9250.551 | 9496.0442 | 8034.8386 | 6053.4276 | 8209.1764 | 6885.9159 | 0 | 1827.8359 | 1041.3745 | 2610.1282 | 0 | 4057.9472 | 1041.3745 | 11447.9308 | 0 | 0.45043 | 1 | 0.228 | 32749.0584 | 23.1444 | 66.3854 | 139.2693
60s | Direct | PV panels | ST | Normal | NoEV | 60s Direct PV panels ST Normal NoEV | 7356.0036 | 7611.4279 | 9012.7963 | 8724.3816 | 7356.0036 | 5614.4712 | 8032.3965 | 6306.1939 | 0 | 1996.9567 | 980.3998 | 2418.1877 | 0 | 4805.9459 | 980.3998 | 11447.9308 | 0 | 0.41552 | 1 | 0.21123 | 29207.9297 | 34.197 | 62.6867 | 139.2693
60s | Direct | NoPV | NoST | Occupant open | NoEV | 60s Direct NoPV NoST Occupant open NoEV | 14859.6062 | 14652.9894 | 19921.6278 | 16005.2836 | 14859.6062 | 10523.4116 | 11364.7452 | 11776.1406 | 0 | 4129.5778 | 8556.8825 | 4229.143 | 0 | 11284.784 | 8556.8825 | 18548.873 | 0 | 0.36594 | 1 | 0.228 | 68294.9045 | 44.4248 | 115.6978 | 192.076
60s | Direct | PV panels | NoST | Occupant open | NoEV | 60s Direct PV panels NoST Occupant open NoEV | 14063.6363 | 14370.3034 | 18933.7933 | 15154.9067 | 14063.6363 | 9992.9755 | 11157.4614 | 11111.049 | 0 | 4377.3279 | 7776.3319 | 4043.8577 | 0 | 11874.0285 | 7776.3319 | 18548.873 | 0 | 0.36865 | 1 | 0.21801 | 64149.2281 | 54.4633 | 108.9141 | 192.076
60s | Direct | NoPV | ST | Occupant open | NoEV | 60s Direct NoPV ST Occupant open NoEV | 14529.8816 | 14163.6784 | 18996.0599 | 15719.5922 | 14529.8816 | 10251.0702 | 11278.877 | 11490.4492 | 0 | 3912.6083 | 7717.1829 | 4229.143 | 0 | 10988.3182 | 7717.1829 | 18548.873 | 0 | 0.35607 | 1 | 0.228 | 66577.5398 | 42.9767 | 114.0949 | 192.076
60s | Direct | PV panels | ST | Occupant open | NoEV | 60s Direct PV panels ST Occupant open NoEV | 13751.5967 | 13862.6985 | 18091.1831 | 14881.9906 | 13751.5967 | 9732.1722 | 11076.1986 | 10847.1392 | 0 | 4130.5263 | 7014.9845 | 4034.8513 | 0 | 11585.8468 | 7014.9845 | 18548.873 | 0 | 0.35651 | 1 | 0.21753 | 62523.9725 | 53.4194 | 107.3112 | 192.076
60s | Direct | NoPV | NoST | Normal | EV charging | 60s Direct NoPV NoST Normal EV charging | 11139.0303 | 10732.15 | 11822.5185 | 12220.1591 | 11139.0303 | 9174.2286 | 10395.7421 | 9610.0309 | 0 | 1557.9214 | 1426.7763 | 2610.1282 | 0 | 4086.9763 | 1426.7763 | 11447.9308 | 0 | 0.38119 | 1 | 0.228 | 46292.4231 | 38.7767 | 60.1473 | 139.2693
60s | Direct | PV panels | NoST | Normal | EV charging | 60s Direct PV panels NoST Normal EV charging | 10411.2156 | 10450.3468 | 11609.5197 | 11415.0344 | 10411.2156 | 8818.3949 | 10206.2071 | 8981.4321 | 0 | 1631.9519 | 1403.3126 | 2433.6023 | 0 | 4409.272 | 1403.3126 | 11447.9308 | 0 | 0.37012 | 1 | 0.21258 | 42496.1415 | 44.792 | 59.2902 | 139.2693
60s | Direct | NoPV | ST | Normal | EV charging | 60s Direct NoPV ST Normal EV charging | 10809.322 | 9965.1965 | 11488.4673 | 11934.4806 | 10809.322 | 8459.453 | 10309.8782 | 9324.3524 | 0 | 1505.7435 | 1178.5892 | 2610.1282 | 0 | 4648.118 | 1178.5892 | 11447.9308 | 0 | 0.32395 | 1 | 0.228 | 44575.0584 | 37.353 | 57.848 | 139.2693
60s | Direct | PV panels | ST | Normal | EV charging | 60s Direct PV panels ST Normal EV charging | 10105.6063 | 9732.3049 | 11285.429 | 11146.7217 | 10105.6063 | 8100.7182 | 10126.6189 | 8720.001 | 0 | 1631.5867 | 1158.8101 | 2426.7207 | 0 | 5294.32 | 1158.8101 | 11447.9308 | 0 | 0.30818 | 1 | 0.21198 | 40909.9071 | 43.3682 | 56.9909 | 139.2693
60s | Direct | NoPV | NoST | Occupant open | EV charging | 60s Direct NoPV NoST Occupant open EV charging | 17634.083 | 17745.3873 | 29826.8368 | 18443.7148 | 17634.083 | 12570.8914 | 12087.4452 | 14214.5718 | 0 | 5174.4959 | 17739.3916 | 4229.143 | 0 | 14665.4195 | 17739.3916 | 18548.873 | 0 | 0.35284 | 1 | 0.228 | 80120.9045 | 63.2916 | 148.0978 | 192.076
60s | Direct | PV panels | NoST | Occupant open | EV charging | 60s Direct PV panels NoST Occupant open EV charging | 16831.8813 | 17465.7351 | 28579.0347 | 17589.3781 | 16831.8813 | 12059.5553 | 11878.5385 | 13538.4245 | 0 | 5406.1799 | 16700.4962 | 4050.9536 | 0 | 15421.3791 | 16700.4962 | 18548.873 | 0 | 0.35056 | 1 | 0.21839 | 75942.7706 | 67.9894 | 141.3141 | 192.076
60s | Direct | NoPV | ST | Occupant open | EV charging | 60s Direct NoPV ST Occupant open EV charging | 17304.3584 | 17180.393 | 28706.9217 | 18158.0234 | 17304.3584 | 12177.3245 | 12001.577 | 13928.8804 | 0 | 5003.0686 | 16705.3447 | 4229.143 | 0 | 14776.7757 | 16705.3447 | 18548.873 | 0 | 0.33858 | 1 | 0.228 | 78403.5398 | 61.8767 | 146.4949 | 192.076
60s | Direct | PV panels | ST | Occupant open | EV charging | 60s Direct PV panels ST Occupant open EV charging | 16518.8659 | 16923.5472 | 27499.2714 | 17315.842 | 16518.8659 | 11673.5405 | 11797.0217 | 13272.3695 | 0 | 5250.0067 | 15702.2497 | 4043.4725 | 0 | 15599.2689 | 15702.2497 | 18548.873 | 0 | 0.33655 | 1 | 0.21799 | 74312.4331 | 66.2938 | 139.7112 | 192.076
60s | Direct | NoPV | NoST | Normal | EV charging delay | 60s Direct NoPV NoST Normal EV charging delay | 11139.4105 | 11184.6862 | 11671.3649 | 11972.5785 | 11139.4105 | 8569.834 | 10395.8412 | 9362.4503 | 0 | 2614.8522 | 1275.5238 | 2610.1282 | 0 | 5291.5986 | 1275.5238 | 11447.9308 | 0 | 0.49415 | 1 | 0.228 | 46292.4231 | 32.3132 | 59.9184 | 139.2693
60s | Direct | PV panels | NoST | Normal | EV charging delay | 60s Direct PV panels NoST Normal EV charging delay | 10431.3019 | 10910.523 | 11461.6734 | 11179.9951 | 10431.3019 | 8161.0158 | 10211.4379 | 8753.4385 | 0 | 2749.5072 | 1250.2355 | 2426.5566 | 0 | 6297.9982 | 1250.2355 | 11447.9308 | 0 | 0.43657 | 1 | 0.21196 | 42600.7576 | 45.6536 | 59.0613 | 139.2693
60s | Direct | NoPV | ST | Normal | EV charging delay | 60s Direct NoPV ST Normal EV charging delay | 10810.3771 | 10969.5697 | 11485.1905 | 11687.4343 | 10810.3771 | 8282.7813 | 10310.1529 | 9077.3061 | 0 | 2686.7884 | 1175.0376 | 2610.1282 | 0 | 5433.0056 | 1175.0376 | 11447.9308 | 0 | 0.49453 | 1 | 0.228 | 44575.0584 | 31.4291 | 57.5133 | 139.2693
60s | Direct | PV panels | ST | Normal | EV charging delay | 60s Direct PV panels ST Normal EV charging delay | 10130.4804 | 10719.5691 | 11286.3765 | 10914.9312 | 10130.4804 | 7901.8469 | 10133.0965 | 8496.7435 | 0 | 2817.7222 | 1153.28 | 2418.1877 | 0 | 6388.5303 | 1153.28 | 11447.9308 | 0 | 0.44106 | 1 | 0.21123 | 41033.9297 | 44.3925 | 56.6562 | 139.2693
60s | Direct | NoPV | NoST | Occupant open | EV charging delay | 60s Direct NoPV NoST Occupant open EV charging delay | 17634.083 | 17096.1459 | 26919.3696 | 18195.8332 | 17634.083 | 12396.5862 | 12087.4452 | 13966.6902 | 0 | 4699.5597 | 14831.9244 | 4229.143 | 0 | 11852.2661 | 14831.9244 | 18548.873 | 0 | 0.39651 | 1 | 0.228 | 80120.9045 | 56.0316 | 148.0978 | 192.076
60s | Direct | PV panels | NoST | Occupant open | EV charging delay | 60s Direct PV panels NoST Occupant open EV charging delay | 16838.1131 | 16847.1703 | 25912.1408 | 17345.4563 | 16838.1131 | 11878.8652 | 11880.1614 | 13301.5986 | 0 | 4968.3052 | 14031.9794 | 4043.8577 | 0 | 13184.8701 | 14031.9794 | 18548.873 | 0 | 0.37682 | 1 | 0.21801 | 75975.2281 | 65.9293 | 141.3141 | 192.076
60s | Direct | NoPV | ST | Occupant open | EV charging delay | 60s Direct NoPV ST Occupant open EV charging delay | 17304.3584 | 16743.5309 | 25868.8592 | 17910.1418 | 17304.3584 | 12158.7624 | 12001.577 | 13680.9988 | 0 | 4584.7684 | 13867.2822 | 4229.143 | 0 | 11651.2899 | 13867.2822 | 18548.873 | 0 | 0.3935 | 1 | 0.228 | 78403.5398 | 55.3748 | 146.4949 | 192.076
60s | Direct | PV panels | ST | Occupant open | EV charging delay | 60s Direct PV panels ST Occupant open EV charging delay | 16526.0735 | 16503.1827 | 24943.3811 | 17072.5402 | 16526.0735 | 11655.8208 | 11798.8986 | 13037.6888 | 0 | 4847.3619 | 13144.4825 | 4034.8513 | 0 | 12949.0821 | 13144.4825 | 18548.873 | 0 | 0.37434 | 1 | 0.21753 | 74349.9725 | 64.7502 | 139.7112 | 192.076
TEK17 | ASHP | NoPV | NoST | Normal | NoEV | TEK17 ASHP NoPV NoST Normal NoEV | 4143.045 | 4881.4197 | 4467.8131 | 4525.1058 | 4143.045 | 4623.7564 | 3750.4928 | 4022.4294 | 0 | 257.6634 | 717.3203 | 502.6764 | 0 | 368.142 | 717.3203 | 2204.7208 | 0 | 0.6999 | 1 | 0.228 | 12469.8556 | 14.7431 | 20.2457 | 37.0702
TEK17 | ASHP | PV panels | NoST | Normal | NoEV | TEK17 ASHP PV panels NoST Normal NoEV | 3636.2909 | 4642.7144 | 4227.5718 | 3968.3088 | 3636.2909 | 4381.363 | 3618.5255 | 3553.8356 | 0 | 261.3515 | 609.0463 | 414.4732 | 0 | 351.307 | 609.0463 | 2204.7208 | 0 | 0.74394 | 1 | 0.18799 | 9830.9868 | 14.0452 | 19.5046 | 37.0702
TEK17 | ASHP | NoPV | ST | Normal | NoEV | TEK17 ASHP NoPV ST Normal NoEV | 3813.3302 | 4184.2006 | 4043.5 | 4239.422 | 3813.3302 | 3823.008 | 3664.6271 | 3736.7457 | 0 | 361.1926 | 378.873 | 502.6764 | 0 | 602.4478 | 378.873 | 2204.7208 | 0 | 0.59954 | 1 | 0.228 | 10752.4908 | 16.313 | 18.225 | 37.0702
TEK17 | ASHP | PV panels | ST | Normal | NoEV | TEK17 ASHP PV panels ST Normal NoEV | 3348.8692 | 3921.987 | 3893.0307 | 3718.4206 | 3348.8692 | 3568.9215 | 3543.6737 | 3306.44 | 0 | 353.0654 | 349.357 | 411.9807 | 0 | 587.8029 | 349.357 | 2204.7208 | 0 | 0.60065 | 1 | 0.18686 | 8333.4739 | 19.5383 | 17.5271 | 37.0702
TEK17 | ASHP | NoPV | NoST | Occupant open | NoEV | TEK17 ASHP NoPV NoST Occupant open NoEV | 8135.8763 | 9393.7457 | 10208.8352 | 8913.8031 | 8135.8763 | 6296.7555 | 8924.4715 | 6937.2665 | 0 | 3096.9902 | 1284.3637 | 1976.5365 | 0 | 8268.5826 | 1284.3637 | 8669.0199 | 0 | 0.37455 | 1 | 0.228 | 33269.4305 | 47.8436 | 38.0326 | 132.7563
TEK17 | ASHP | PV panels | NoST | Occupant open | NoEV | TEK17 ASHP PV panels NoST Occupant open NoEV | 7484.0301 | 9130.6981 | 9980.3381 | 8232.4856 | 7484.0301 | 5907.9376 | 8754.7199 | 6372.7013 | 0 | 3222.7605 | 1225.6182 | 1859.7843 | 0 | 8218.2275 | 1225.6182 | 8669.0199 | 0 | 0.39215 | 1 | 0.21453 | 29874.3981 | 50.1289 | 36.2308 | 132.7563
TEK17 | ASHP | NoPV | ST | Occupant open | NoEV | TEK17 ASHP NoPV ST Occupant open NoEV | 7806.1517 | 8845.1269 | 9880.9956 | 8628.1116 | 7806.1517 | 5827.2216 | 8838.6033 | 6651.5751 | 0 | 3017.9052 | 1042.3923 | 1976.5365 | 0 | 8482.3263 | 1042.3923 | 8669.0199 | 0 | 0.35579 | 1 | 0.228 | 31552.0658 | 46.5567 | 36.6252 | 132.7563
TEK17 | ASHP | PV panels | ST | Occupant open | NoEV | TEK17 ASHP PV panels ST Occupant open NoEV | 7182.464 | 8565.9765 | 9668.3269 | 7970.4571 | 7182.464 | 5413.4924 | 8676.1846 | 6115.9376 | 0 | 3152.484 | 992.1423 | 1854.5195 | 0 | 8461.7637 | 992.1423 | 8669.0199 | 0 | 0.37256 | 1 | 0.21392 | 28303.6925 | 48.8598 | 34.5764 | 132.7563
TEK17 | ASHP | NoPV | NoST | Normal | EV charging | TEK17 ASHP NoPV NoST Normal EV charging | 6917.5218 | 8037.4675 | 7466.8482 | 6963.537 | 6917.5218 | 7790.4964 | 7229.1928 | 6460.8606 | 0 | 246.9711 | 237.6554 | 502.6764 | 0 | 243.6019 | 237.6554 | 2204.7208 | 0 | 1.0138 | 1 | 0.228 | 24295.8556 | 4.8006 | 5.6899 | 37.0702
TEK17 | ASHP | PV panels | NoST | Normal | EV charging | TEK17 ASHP PV panels NoST Normal EV charging | 6383.7808 | 7792.2097 | 7211.4464 | 6385.3161 | 6383.7808 | 7541.0751 | 6401.1977 | 5967.5233 | 0 | 251.1345 | 810.2487 | 417.7929 | 0 | 245.6258 | 810.2487 | 2204.7208 | 0 | 1.0224 | 1 | 0.1895 | 21515.9544 | 4.8006 | 13.3446 | 37.0702
TEK17 | ASHP | NoPV | ST | Normal | EV charging | TEK17 ASHP NoPV ST Normal EV charging | 6587.807 | 7171.05 | 6832.9657 | 6677.8532 | 6587.807 | 6911.3173 | 6454.3271 | 6175.1769 | 0 | 259.7327 | 378.6387 | 502.6764 | 0 | 273.3072 | 378.6387 | 2204.7208 | 0 | 0.95033 | 1 | 0.228 | 22578.4908 | 8.3337 | 11.6644 | 37.0702
TEK17 | ASHP | PV panels | ST | Normal | EV charging | TEK17 ASHP PV panels ST Normal EV charging | 6091.1785 | 6977.3765 | 6699.4187 | 6131.0958 | 6091.1785 | 6714.3164 | 6324.9967 | 5715.1792 | 0 | 263.0601 | 374.422 | 415.9166 | 0 | 271.38 | 374.422 | 2204.7208 | 0 | 0.96934 | 1 | 0.18865 | 19991.9347 | 8.1201 | 11.391 | 37.0702
TEK17 | ASHP | NoPV | NoST | Occupant open | EV charging | TEK17 ASHP NoPV NoST Occupant open EV charging | 10910.3531 | 12527.3165 | 14271.9555 | 11352.2343 | 10910.3531 | 8980.3128 | 10336.1715 | 9375.6977 | 0 | 3547.0037 | 3935.7839 | 1976.5365 | 0 | 9095.4212 | 3935.7839 | 8669.0199 | 0 | 0.38998 | 1 | 0.228 | 45095.4305 | 67.8742 | 55.4453 | 132.7563
TEK17 | ASHP | PV panels | NoST | Occupant open | EV charging | TEK17 ASHP PV panels NoST Occupant open EV charging | 10250.6468 | 12269.1844 | 13942.1592 | 10665.9224 | 10250.6468 | 8653.1998 | 10164.373 | 8799.0523 | 0 | 3615.9846 | 3777.7861 | 1866.8701 | 0 | 9046.2524 | 3777.7861 | 8669.0199 | 0 | 0.39972 | 1 | 0.21535 | 41659.4602 | 70.3789 | 55.2861 | 132.7563
TEK17 | ASHP | NoPV | ST | Occupant open | EV charging | TEK17 ASHP NoPV ST Occupant open EV charging | 10580.6285 | 11881.942 | 13692.9588 | 11066.5428 | 10580.6285 | 8230.1888 | 10250.3033 | 9090.0063 | 0 | 3651.7532 | 3442.6555 | 1976.5365 | 0 | 10326.5066 | 3442.6555 | 8669.0199 | 0 | 0.35363 | 1 | 0.228 | 43378.0658 | 66.6722 | 53.7379 | 132.7563
TEK17 | ASHP | PV panels | ST | Occupant open | EV charging | TEK17 ASHP PV panels ST Occupant open EV charging | 9947.771 | 11658.1911 | 13393.5682 | 10403.0617 | 9947.771 | 7923.7452 | 10085.4967 | 8539.9331 | 0 | 3734.4459 | 3308.0715 | 1863.1286 | 0 | 10266.1247 | 3308.0715 | 8669.0199 | 0 | 0.36376 | 1 | 0.21492 | 40081.9332 | 69.1098 | 53.5787 | 132.7563
TEK17 | ASHP | NoPV | NoST | Normal | EV charging delay | TEK17 ASHP NoPV NoST Normal EV charging delay | 6917.5218 | 7246.4008 | 6601.3072 | 6715.6554 | 6917.5218 | 6642.0604 | 5851.1928 | 6212.979 | 0 | 604.3403 | 750.1144 | 502.6764 | 0 | 597.866 | 750.1144 | 2204.7208 | 0 | 1.0108 | 1 | 0.228 | 24295.8556 | 14.2868 | 13.7643 | 37.0702
TEK17 | ASHP | PV panels | NoST | Normal | EV charging delay | TEK17 ASHP PV panels NoST Normal EV charging delay | 6410.859 | 7004.2008 | 6402.8068 | 6158.9308 | 6410.859 | 6406.8626 | 5719.2493 | 5744.4575 | 0 | 597.3381 | 683.5575 | 414.4732 | 0 | 605.2963 | 683.5575 | 2204.7208 | 0 | 0.98685 | 1 | 0.18799 | 21656.9868 | 14.1298 | 13.65 | 37.0702
TEK17 | ASHP | NoPV | ST | Normal | EV charging delay | TEK17 ASHP NoPV ST Normal EV charging delay | 6587.7973 | 6947.2949 | 6360.9837 | 6429.964 | 6587.7973 | 6348.73 | 5765.3245 | 5927.2876 | 0 | 598.5649 | 595.6591 | 502.6764 | 0 | 610.5594 | 595.6591 | 2204.7208 | 0 | 0.98035 | 1 | 0.228 | 22578.4908 | 10.5096 | 11.9527 | 37.0702
TEK17 | ASHP | PV panels | ST | Normal | EV charging delay | TEK17 ASHP PV panels ST Normal EV charging delay | 6123.346 | 6737.6505 | 6211.798 | 5908.9702 | 6123.346 | 6147.1768 | 5644.3737 | 5496.9896 | 0 | 590.4737 | 567.4243 | 411.9807 | 0 | 612.9192 | 567.4243 | 2204.7208 | 0 | 0.96338 | 1 | 0.18686 | 20159.4739 | 10.3954 | 11.8385 | 37.0702
TEK17 | ASHP | NoPV | NoST | Occupant open | EV charging delay | TEK17 ASHP NoPV NoST Occupant open EV charging delay | 10910.3531 | 11821.4903 | 11974.4867 | 11104.3527 | 10910.3531 | 8282.5855 | 10336.1715 | 9127.8161 | 0 | 3538.9048 | 1638.3152 | 1976.5365 | 0 | 6955.7402 | 1638.3152 | 8669.0199 | 0 | 0.50877 | 1 | 0.228 | 45095.4305 | 53.1757 | 39.6054 | 132.7563
TEK17 | ASHP | PV panels | NoST | Occupant open | EV charging delay | TEK17 ASHP PV panels NoST Occupant open EV charging delay | 10258.5069 | 11608.4985 | 11781.2882 | 10423.0352 | 10258.5069 | 7912.0747 | 10166.4199 | 8563.2509 | 0 | 3696.4239 | 1614.8683 | 1859.7843 | 0 | 7496.7458 | 1614.8683 | 8669.0199 | 0 | 0.49307 | 1 | 0.21453 | 41700.3981 | 57.1361 | 39.4462 | 132.7563
TEK17 | ASHP | NoPV | ST | Occupant open | EV charging delay | TEK17 ASHP NoPV ST Occupant open EV charging delay | 10580.6285 | 11470.5434 | 11731.0892 | 10818.6612 | 10580.6285 | 7994.602 | 10250.3033 | 8842.1247 | 0 | 3475.9413 | 1480.7859 | 1976.5365 | 0 | 6827.7151 | 1480.7859 | 8669.0199 | 0 | 0.50909 | 1 | 0.228 | 43378.0658 | 52.6283 | 37.6362 | 132.7563
TEK17 | ASHP | PV panels | ST | Occupant open | EV charging delay | TEK17 ASHP PV panels ST Occupant open EV charging delay | 9956.9408 | 11269.9527 | 11549.075 | 10161.0067 | 9956.9408 | 7652.3216 | 10087.8846 | 8306.4872 | 0 | 3617.6311 | 1461.1903 | 1854.5195 | 0 | 7381.3544 | 1461.1903 | 8669.0199 | 0 | 0.4901 | 1 | 0.21392 | 40129.6925 | 56.4843 | 37.477 | 132.7563
60s | ASHP | NoPV | NoST | Normal | NoEV | 60s ASHP NoPV NoST Normal NoEV | 5680.0693 | 6052.7578 | 6789.5553 | 6475.9533 | 5680.0693 | 5182.8832 | 4472.1012 | 5181.0849 | 0 | 869.8746 | 2317.4541 | 1294.8684 | 0 | 1868.7173 | 2317.4541 | 5679.2473 | 0 | 0.46549 | 1 | 0.228 | 20476.6968 | 26.9148 | 92.6852 | 110.6045
60s | ASHP | PV panels | NoST | Normal | NoEV | 60s ASHP PV panels NoST Normal NoEV | 5091.0763 | 5797.8401 | 6567.4484 | 5817.0097 | 5091.0763 | 4888.9336 | 5375.4495 | 4654.4052 | 0 | 908.9065 | 1191.9989 | 1162.6045 | 0 | 1939.2746 | 1191.9989 | 5679.2473 | 0 | 0.46868 | 1 | 0.20471 | 17408.9902 | 34.4722 | 86.3477 | 110.6045
60s | ASHP | NoPV | ST | Normal | NoEV | 60s ASHP NoPV ST Normal NoEV | 5350.3513 | 5532.1997 | 6574.7101 | 6190.2672 | 5350.3513 | 4477.1095 | 5442.9666 | 4895.3988 | 0 | 1055.0902 | 1131.7435 | 1294.8684 | 0 | 2221.8213 | 1131.7435 | 5679.2473 | 0 | 0.47488 | 1 | 0.228 | 18759.3321 | 25.4193 | 90.2954 | 110.6045
60s | ASHP | PV panels | ST | Normal | NoEV | 60s ASHP PV panels ST Normal NoEV | 4799.0141 | 5255.9204 | 6366.3653 | 5561.9793 | 4799.0141 | 4146.9006 | 5299.3892 | 4403.7955 | 0 | 1109.0198 | 1066.9761 | 1158.1838 | 0 | 2516.7693 | 1066.9761 | 5679.2473 | 0 | 0.44065 | 1 | 0.20393 | 15887.7839 | 32.729 | 83.9616 | 110.6045
60s | ASHP | NoPV | NoST | Occupant open | NoEV | 60s ASHP NoPV NoST Occupant open NoEV | 9883.9446 | 10561.021 | 11686.8957 | 10917.0252 | 9883.9446 | 7391.0937 | 10068.8411 | 8250.5797 | 0 | 3169.9273 | 1618.0546 | 2666.4455 | 0 | 7642.247 | 1618.0546 | 11694.9364 | 0 | 0.41479 | 1 | 0.228 | 42376.8212 | 42.8446 | 70.9843 | 160.6991
60s | ASHP | PV panels | NoST | Occupant open | NoEV | 60s ASHP PV panels NoST Occupant open NoEV | 9178.3214 | 10291.5411 | 11456.0152 | 10164.0008 | 9178.3214 | 6957.6314 | 9885.085 | 7647.5407 | 0 | 3333.9097 | 1570.9302 | 2516.4601 | 0 | 7995.5644 | 1570.9302 | 11694.9364 | 0 | 0.41697 | 1 | 0.21518 | 38701.7005 | 51.7531 | 69.8441 | 160.6991
60s | ASHP | NoPV | ST | Occupant open | NoEV | 60s ASHP NoPV ST Occupant open NoEV | 9554.22 | 10039.4459 | 11375.5826 | 10631.3338 | 9554.22 | 6969.8641 | 9982.9728 | 7964.8883 | 0 | 3069.5817 | 1392.6098 | 2666.4455 | 0 | 7744.9524 | 1392.6098 | 11694.9364 | 0 | 0.39633 | 1 | 0.228 | 40659.4565 | 41.4944 | 68.5671 | 160.6991
60s | ASHP | PV panels | ST | Occupant open | NoEV | 60s ASHP PV panels ST Occupant open NoEV | 8873.7586 | 9768.5855 | 11157.9889 | 9898.5402 | 8873.7586 | 6517.5659 | 9805.7693 | 7388.6963 | 0 | 3251.0196 | 1352.2196 | 2509.8439 | 0 | 8179.0823 | 1352.2196 | 11694.9364 | 0 | 0.39748 | 1 | 0.21461 | 37115.3865 | 50.4145 | 67.6987 | 160.6991
60s | ASHP | NoPV | NoST | Normal | EV charging | 60s ASHP NoPV NoST Normal EV charging | 8454.5527 | 9010.4875 | 9175.6458 | 8914.3898 | 8454.5527 | 8220.2428 | 8318.5348 | 7619.5214 | 0 | 790.2447 | 857.111 | 1294.8684 | 0 | 1412.03 | 857.111 | 5679.2473 | 0 | 0.55965 | 1 | 0.228 | 32302.6968 | 41.2814 | 61.0553 | 110.6045
60s | ASHP | PV panels | NoST | Normal | EV charging | 60s ASHP PV panels NoST Normal EV charging | 7841.2738 | 8754.4159 | 9002.9691 | 8238.092 | 7841.2738 | 7940.1409 | 8158.8268 | 7070.0699 | 0 | 814.2749 | 844.1423 | 1168.022 | 0 | 1457.9623 | 844.1423 | 5679.2473 | 0 | 0.5585 | 1 | 0.20566 | 29108.5358 | 44.2255 | 60.1982 | 110.6045
60s | ASHP | NoPV | ST | Normal | EV charging | 60s ASHP NoPV ST Normal EV charging | 8124.8281 | 8175.6838 | 8872.5134 | 8628.6984 | 8124.8281 | 7362.7055 | 7543.6666 | 7333.83 | 0 | 812.9783 | 1328.8468 | 1294.8684 | 0 | 1812.8547 | 1328.8468 | 5679.2473 | 0 | 0.44845 | 1 | 0.228 | 30585.3321 | 39.8576 | 78.2638 | 110.6045
60s | ASHP | PV panels | ST | Normal | EV charging | 60s ASHP PV panels ST Normal EV charging | 7544.1761 | 7964.2102 | 8696.6434 | 7979.1388 | 7544.1761 | 7128.8669 | 7392.4551 | 6814.5883 | 0 | 835.3433 | 1304.1882 | 1164.5505 | 0 | 1878.0802 | 1304.1882 | 5679.2473 | 0 | 0.44479 | 1 | 0.20505 | 27563.5524 | 45.1214 | 76.6708 | 110.6045
60s | ASHP | NoPV | NoST | Occupant open | EV charging | 60s ASHP NoPV NoST Occupant open EV charging | 12658.4214 | 13671.8818 | 16780.1921 | 13355.4564 | 12658.4214 | 9873.4446 | 10791.5411 | 10689.0109 | 0 | 3798.4372 | 5988.6511 | 2666.4455 | 0 | 9511.6437 | 5988.6511 | 11694.9364 | 0 | 0.39935 | 1 | 0.228 | 54202.8212 | 59.7327 | 103.3843 | 160.6991
60s | ASHP | PV panels | NoST | Occupant open | EV charging | 60s ASHP PV panels NoST Occupant open EV charging | 11945.0938 | 13404.891 | 16396.3701 | 12597.5365 | 11945.0938 | 9489.5827 | 10605.7787 | 10073.9805 | 0 | 3915.3082 | 5790.5914 | 2523.556 | 0 | 9794.1088 | 5790.5914 | 11694.9364 | 0 | 0.39976 | 1 | 0.21578 | 50487.5735 | 64.4541 | 102.2441 | 160.6991
60s | ASHP | NoPV | ST | Occupant open | EV charging | 60s ASHP NoPV ST Occupant open EV charging | 12328.6968 | 13054.8161 | 16162.4746 | 13069.765 | 12328.6968 | 9223.6971 | 10705.6728 | 10403.3195 | 0 | 3831.119 | 5456.8018 | 2666.4455 | 0 | 10444.9095 | 5456.8018 | 11694.9364 | 0 | 0.36679 | 1 | 0.228 | 52485.4565 | 58.9841 | 100.9671 | 160.6991
60s | ASHP | PV panels | ST | Occupant open | EV charging | 60s ASHP PV panels ST Occupant open EV charging | 11639.2535 | 12826.7912 | 15809.4977 | 12331.2642 | 11639.2535 | 8854.8276 | 10526.1303 | 9812.7991 | 0 | 3971.9637 | 5283.3674 | 2518.4651 | 0 | 10762.2439 | 5283.3674 | 11694.9364 | 0 | 0.36906 | 1 | 0.21535 | 48894.6062 | 62.7915 | 100.0987 | 160.6991
60s | ASHP | NoPV | NoST | Normal | EV charging delay | 60s ASHP NoPV NoST Normal EV charging delay | 8453.8615 | 8759.1641 | 8935.3057 | 8665.961 | 8453.8615 | 7207.8158 | 7629.3548 | 7371.0926 | 0 | 1551.3482 | 1305.9509 | 1294.8684 | 0 | 2740.1177 | 1305.9509 | 5679.2473 | 0 | 0.56616 | 1 | 0.228 | 32302.6968 | 33.9294 | 80.5572 | 110.6045
60s | ASHP | PV panels | NoST | Normal | EV charging delay | 60s ASHP PV panels NoST Normal EV charging delay | 7865.5531 | 8489.121 | 8756.0316 | 8007.5593 | 7865.5531 | 6920.3813 | 7476.1495 | 6844.9548 | 0 | 1568.7398 | 1279.8821 | 1162.6045 | 0 | 3011.6938 | 1279.8821 | 5679.2473 | 0 | 0.52088 | 1 | 0.20471 | 29234.9902 | 44.4315 | 79.0759 | 110.6045
60s | ASHP | NoPV | ST | Normal | EV charging delay | 60s ASHP NoPV ST Normal EV charging delay | 8124.8281 | 8477.0966 | 8755.028 | 8380.8168 | 8124.8281 | 6909.8674 | 7543.6666 | 7085.9484 | 0 | 1567.2292 | 1211.3614 | 1294.8684 | 0 | 2878.0347 | 1211.3614 | 5679.2473 | 0 | 0.54455 | 1 | 0.228 | 30585.3321 | 32.8872 | 78.2638 | 110.6045
60s | ASHP | PV panels | ST | Normal | EV charging delay | 60s ASHP PV panels ST Normal EV charging delay | 7573.4909 | 8237.3283 | 8588.9489 | 7752.5289 | 7573.4909 | 6656.6431 | 7400.0892 | 6594.3451 | 0 | 1580.6852 | 1188.8597 | 1158.1838 | 0 | 3127.5691 | 1188.8597 | 5679.2473 | 0 | 0.5054 | 1 | 0.20393 | 27713.7839 | 42.8084 | 76.6708 | 110.6045
60s | ASHP | NoPV | NoST | Occupant open | EV charging delay | 60s ASHP NoPV NoST Occupant open EV charging delay | 12658.4214 | 13082.0266 | 14915.9002 | 13107.5748 | 12658.4214 | 9353.9883 | 10791.5411 | 10441.1293 | 0 | 3728.0383 | 4124.3591 | 2666.4455 | 0 | 7893.4591 | 4124.3591 | 11694.9364 | 0 | 0.47229 | 1 | 0.228 | 54202.8212 | 54.2857 | 103.3843 | 160.6991
60s | ASHP | PV panels | NoST | Occupant open | EV charging delay | 60s ASHP PV panels NoST Occupant open EV charging delay | 11952.7982 | 12859.1929 | 14675.1806 | 12354.5504 | 11952.7982 | 8940.9755 | 10607.785 | 9838.0903 | 0 | 3918.2174 | 4067.3956 | 2516.4601 | 0 | 8846.3106 | 4067.3956 | 11694.9364 | 0 | 0.44292 | 1 | 0.21518 | 50527.7005 | 63.595 | 102.2441 | 160.6991
60s | ASHP | NoPV | ST | Occupant open | EV charging delay | 60s ASHP NoPV ST Occupant open EV charging delay | 12328.6968 | 12742.8444 | 14554.3591 | 12821.8834 | 12328.6968 | 9074.1504 | 10705.6728 | 10155.4379 | 0 | 3668.694 | 3848.6863 | 2666.4455 | 0 | 7888.0762 | 3848.6863 | 11694.9364 | 0 | 0.46509 | 1 | 0.228 | 52485.4565 | 53.1066 | 100.9671 | 160.6991
60s | ASHP | PV panels | ST | Occupant open | EV charging delay | 60s ASHP PV panels ST Occupant open EV charging delay | 11648.2354 | 12530.9789 | 14328.4165 | 12089.0898 | 11648.2354 | 8684.3622 | 10528.4693 | 9579.2459 | 0 | 3846.6167 | 3799.9471 | 2509.8439 | 0 | 8836.5921 | 3799.9471 | 11694.9364 | 0 | 0.43531 | 1 | 0.21461 | 48941.3865 | 62.0657 | 100.0987 | 160.6991
This chart isn't available in your version of Excel. Editing this shape or saving this workbook into a different file format will permanently break the chart.

## PV
[7 empty] | Cost if no load is shifted |  |  |  | Cost if all load is shifted |  |  |  | Savings/year with shifted heating |  |  |  | Amount of shifted load incentivised |  |  |  | Savings per kWh shifted |  |  |  |  | Max daily shift [kWh]
Building | Heating system | PV panels | Solar thermal | Window openings | Electrical vehicles | Description | Energy rate | Measured power tariff | Tiered rate tariff | Time of use tariff | Energy rate | Measured power tariff | Tiered rate tariff | Time of use tariff | Energy rate | Measured power tariff | Tiered rate tariff | Time of use tariff | Energy rate | Measured power tariff | Tiered rate tariff | Time of use tariff | Energy rate | Measured power tariff | Tiered rate tariff | Time of use tariff | Total demand | Measured power rate | Tiered rate tariff | Time of use tariff
TEK17 | Direct | NoPV | NoST | Normal | NoEV | TEK17 Direct NoPV NoST Normal NoEV | 5204.4689 | 5711.473 | 5913.6204 | 6037.5272 | 5204.4689 | 4940.8427 | 5404.9268 | 4824.6082 | 0 | 770.6304 | 508.6936 | 1212.919 | 0 | 1884.3287 | 508.6936 | 5319.8201 | 0 | 0.40897 | 1 | 0.228 | 17998.5364 | 20.0129 | 19.8707 | 64.1476
60s | Direct | NoPV | NoST | Normal | NoEV | 60s Direct NoPV NoST Normal NoEV | 4874.7443 | 5206.3525 | 5716.6738 | 5751.8358 | 4874.7443 | 4208.4601 | 5319.0586 | 4538.9168 | 0 | 997.8924 | 397.6152 | 1212.919 | 0 | 2303.1417 | 397.6152 | 5319.8201 | 0 | 0.43327 | 1 | 0.228 | 16281.1717 | 18.4764 | 17.783 | 64.1476
TEK17 | ASHP | NoPV | ST | Normal | NoEV | TEK17 ASHP NoPV ST Normal NoEV | 12363.2632 | 13279.1207 | 16226.5089 | 13170.316 | 12363.2632 | 8884.4294 | 10714.5125 | 9935.9692 | 0 | 4394.6913 | 5511.9964 | 3234.3467 | 0 | 13242.366 | 5511.9964 | 14185.7313 | 0 | 0.33187 | 1 | 0.228 | 55290.2496 | 48.9689 | 58.6312 | 164.1332
60s | ASHP | NoPV | ST | Normal | NoEV | 60s ASHP NoPV ST Normal NoEV | 12033.5386 | 12765.0041 | 15361.2132 | 12884.6246 | 12033.5386 | 8597.3097 | 10628.6442 | 9650.2778 | 0 | 4167.6944 | 4732.5689 | 3234.3467 | 0 | 12892.9567 | 4732.5689 | 14185.7313 | 0 | 0.32325 | 1 | 0.228 | 53572.8849 | 47.8621 | 57.2238 | 164.1332
TEK17 | Direct | NoPV | NoST | Occupant open | NoEV | TEK17 Direct NoPV NoST Occupant open NoEV | 7474.3697 | 8562.6948 | 8224.6902 | 8122.7264 | 7474.3697 | 7935.5304 | 7374.2268 | 6909.8074 | 0 | 627.1644 | 850.4633 | 1212.919 | 0 | 844.1288 | 850.4633 | 5319.8201 | 0 | 0.74297 | 1 | 0.228 | 29824.5364 | 21.7769 | 23.2908 | 64.1476
60s | Direct | NoPV | NoST | Occupant open | NoEV | 60s Direct NoPV NoST Occupant open NoEV | 7649.2211 | 7844.4414 | 8008.7236 | 8190.267 | 7649.2211 | 7188.5723 | 7419.7586 | 6977.348 | 0 | 655.8691 | 588.965 | 1212.919 | 0 | 1199.992 | 588.965 | 5319.8201 | 0 | 0.54656 | 1 | 0.228 | 28107.1717 | 28.1765 | 21.4628 | 64.1476
TEK17 | ASHP | NoPV | ST | Occupant open | NoEV | TEK17 ASHP NoPV ST Occupant open NoEV | 15137.74 | 16386.8509 | 24482.6792 | 15608.7472 | 15137.74 | 11010.2355 | 11437.2125 | 12374.4004 | 0 | 5376.6155 | 13045.4667 | 3234.3467 | 0 | 16072.983 | 13045.4667 | 14185.7313 | 0 | 0.33451 | 1 | 0.228 | 67116.2496 | 68.707 | 87.4787 | 164.1332
60s | ASHP | NoPV | ST | Occupant open | NoEV | 60s ASHP NoPV ST Occupant open NoEV | 14808.0154 | 15796.9185 | 23426.3213 | 15323.0558 | 14808.0154 | 10558.2959 | 11351.3442 | 12088.709 | 0 | 5238.6226 | 12074.9771 | 3234.3467 | 0 | 16348.4433 | 12074.9771 | 14185.7313 | 0 | 0.32044 | 1 | 0.228 | 65398.8849 | 67.505 | 86.0645 | 164.1332
TEK17 | Direct | NoPV | NoST | Normal | EV charging | TEK17 Direct NoPV NoST Normal EV charging | 7474.3697 | 7318.9105 | 7162.9254 | 7626.9632 | 7474.3697 | 6675.0711 | 6685.2268 | 6414.0442 | 0 | 643.8394 | 477.6986 | 1212.919 | 0 | 1164.5024 | 477.6986 | 5319.8201 | 0 | 0.55289 | 1 | 0.228 | 29824.5364 | 20.57 | 24.299 | 64.1476
60s | Direct | NoPV | NoST | Normal | EV charging | 60s Direct NoPV NoST Normal EV charging | 7649.2211 | 8171.1947 | 7787.1686 | 7942.3854 | 7649.2211 | 6667.3854 | 6730.7586 | 6729.4664 | 0 | 1503.8094 | 1056.41 | 1212.919 | 0 | 1923.7691 | 1056.41 | 5319.8201 | 0 | 0.7817 | 1 | 0.228 | 28107.1717 | 19.6428 | 22.1156 | 64.1476
TEK17 | ASHP | NoPV | ST | Normal | EV charging | TEK17 ASHP NoPV ST Normal EV charging | 15137.74 | 15620.2284 | 19738.7955 | 15360.8656 | 15137.74 | 10769.1343 | 11437.2125 | 12126.5188 | 0 | 4851.0941 | 8301.583 | 3234.3467 | 0 | 12091.3764 | 8301.583 | 14185.7313 | 0 | 0.4012 | 1 | 0.228 | 67116.2496 | 57.8241 | 78.246 | 164.1332
60s | ASHP | NoPV | ST | Normal | EV charging | 60s ASHP NoPV ST Normal EV charging | 14808.0154 | 15240.0723 | 18770.453 | 15075.1742 | 14808.0154 | 10525.2915 | 11351.3442 | 11840.8274 | 0 | 4714.7809 | 7419.1087 | 3234.3467 | 0 | 11836.4528 | 7419.1087 | 14185.7313 | 0 | 0.39833 | 1 | 0.228 | 65398.8849 | 56.9214 | 76.5751 | 164.1332
TEK17 | Direct | NoPV | NoST | Occupant open | EV charging | TEK17 Direct NoPV NoST Occupant open EV charging | 8365.6249 | 8173.8254 | 9478.225 | 9782.5761 | 8365.6249 | 6581.7265 | 8295.3212 | 7172.4479 | 0 | 1592.099 | 1182.9039 | 2610.1282 | 0 | 3842.2165 | 1182.9039 | 11447.9308 | 0 | 0.41437 | 1 | 0.228 | 34466.4231 | 24.6398 | 68.7441 | 139.2693
60s | Direct | NoPV | NoST | Occupant open | EV charging | 60s Direct NoPV NoST Occupant open EV charging | 8034.8386 | 7881.2636 | 9250.551 | 9496.0442 | 8034.8386 | 6053.4276 | 8209.1764 | 6885.9159 | 0 | 1827.8359 | 1041.3745 | 2610.1282 | 0 | 4057.9472 | 1041.3745 | 11447.9308 | 0 | 0.45043 | 1 | 0.228 | 32749.0584 | 23.1444 | 66.3854 | 139.2693
TEK17 | ASHP | NoPV | ST | Occupant open | EV charging | TEK17 ASHP NoPV ST Occupant open EV charging | 14859.6062 | 14652.9894 | 19921.6278 | 16005.2836 | 14859.6062 | 10523.4116 | 11364.7452 | 11776.1406 | 0 | 4129.5778 | 8556.8825 | 4229.143 | 0 | 11284.784 | 8556.8825 | 18548.873 | 0 | 0.36594 | 1 | 0.228 | 68294.9045 | 44.4248 | 115.6978 | 192.076
60s | ASHP | NoPV | ST | Occupant open | EV charging | 60s ASHP NoPV ST Occupant open EV charging | 14529.8816 | 14163.6784 | 18996.0599 | 15719.5922 | 14529.8816 | 10251.0702 | 11278.877 | 11490.4492 | 0 | 3912.6083 | 7717.1829 | 4229.143 | 0 | 10988.3182 | 7717.1829 | 18548.873 | 0 | 0.35607 | 1 | 0.228 | 66577.5398 | 42.9767 | 114.0949 | 192.076
TEK17 | Direct | NoPV | NoST | Normal | EV charging delay | TEK17 Direct NoPV NoST Normal EV charging delay | 11139.0303 | 10732.15 | 11822.5185 | 12220.1591 | 11139.0303 | 9174.2286 | 10395.7421 | 9610.0309 | 0 | 1557.9214 | 1426.7763 | 2610.1282 | 0 | 4086.9763 | 1426.7763 | 11447.9308 | 0 | 0.38119 | 1 | 0.228 | 46292.4231 | 38.7767 | 60.1473 | 139.2693
60s | Direct | NoPV | NoST | Normal | EV charging delay | 60s Direct NoPV NoST Normal EV charging delay | 10809.322 | 9965.1965 | 11488.4673 | 11934.4806 | 10809.322 | 8459.453 | 10309.8782 | 9324.3524 | 0 | 1505.7435 | 1178.5892 | 2610.1282 | 0 | 4648.118 | 1178.5892 | 11447.9308 | 0 | 0.32395 | 1 | 0.228 | 44575.0584 | 37.353 | 57.848 | 139.2693
TEK17 | ASHP | NoPV | ST | Normal | EV charging delay | TEK17 ASHP NoPV ST Normal EV charging delay | 17634.083 | 17745.3873 | 29826.8368 | 18443.7148 | 17634.083 | 12570.8914 | 12087.4452 | 14214.5718 | 0 | 5174.4959 | 17739.3916 | 4229.143 | 0 | 14665.4195 | 17739.3916 | 18548.873 | 0 | 0.35284 | 1 | 0.228 | 80120.9045 | 63.2916 | 148.0978 | 192.076
60s | ASHP | NoPV | ST | Normal | EV charging delay | 60s ASHP NoPV ST Normal EV charging delay | 17304.3584 | 17180.393 | 28706.9217 | 18158.0234 | 17304.3584 | 12177.3245 | 12001.577 | 13928.8804 | 0 | 5003.0686 | 16705.3447 | 4229.143 | 0 | 14776.7757 | 16705.3447 | 18548.873 | 0 | 0.33858 | 1 | 0.228 | 78403.5398 | 61.8767 | 146.4949 | 192.076
TEK17 | Direct | NoPV | NoST | Occupant open | EV charging delay | TEK17 Direct NoPV NoST Occupant open EV charging delay | 11139.4105 | 11184.6862 | 11671.3649 | 11972.5785 | 11139.4105 | 8569.834 | 10395.8412 | 9362.4503 | 0 | 2614.8522 | 1275.5238 | 2610.1282 | 0 | 5291.5986 | 1275.5238 | 11447.9308 | 0 | 0.49415 | 1 | 0.228 | 46292.4231 | 32.3132 | 59.9184 | 139.2693
60s | Direct | NoPV | NoST | Occupant open | EV charging delay | 60s Direct NoPV NoST Occupant open EV charging delay | 10810.3771 | 10969.5697 | 11485.1905 | 11687.4343 | 10810.3771 | 8282.7813 | 10310.1529 | 9077.3061 | 0 | 2686.7884 | 1175.0376 | 2610.1282 | 0 | 5433.0056 | 1175.0376 | 11447.9308 | 0 | 0.49453 | 1 | 0.228 | 44575.0584 | 31.4291 | 57.5133 | 139.2693
TEK17 | ASHP | NoPV | ST | Occupant open | EV charging delay | TEK17 ASHP NoPV ST Occupant open EV charging delay | 17634.083 | 17096.1459 | 26919.3696 | 18195.8332 | 17634.083 | 12396.5862 | 12087.4452 | 13966.6902 | 0 | 4699.5597 | 14831.9244 | 4229.143 | 0 | 11852.2661 | 14831.9244 | 18548.873 | 0 | 0.39651 | 1 | 0.228 | 80120.9045 | 56.0316 | 148.0978 | 192.076
60s | ASHP | NoPV | ST | Occupant open | EV charging delay | 60s ASHP NoPV ST Occupant open EV charging delay | 17304.3584 | 16743.5309 | 25868.8592 | 17910.1418 | 17304.3584 | 12158.7624 | 12001.577 | 13680.9988 | 0 | 4584.7684 | 13867.2822 | 4229.143 | 0 | 11651.2899 | 13867.2822 | 18548.873 | 0 | 0.3935 | 1 | 0.228 | 78403.5398 | 55.3748 | 146.4949 | 192.076
TEK17 | Direct | NoPV | NoST | Normal | NoEV | TEK17 Direct NoPV NoST Normal NoEV | 4143.045 | 4881.4197 | 4467.8131 | 4525.1058 | 4143.045 | 4623.7564 | 3750.4928 | 4022.4294 | 0 | 257.6634 | 717.3203 | 502.6764 | 0 | 368.142 | 717.3203 | 2204.7208 | 0 | 0.6999 | 1 | 0.228 | 12469.8556 | 14.7431 | 20.2457 | 37.0702
60s | Direct | NoPV | NoST | Normal | NoEV | 60s Direct NoPV NoST Normal NoEV | 3813.3302 | 4184.2006 | 4043.5 | 4239.422 | 3813.3302 | 3823.008 | 3664.6271 | 3736.7457 | 0 | 361.1926 | 378.873 | 502.6764 | 0 | 602.4478 | 378.873 | 2204.7208 | 0 | 0.59954 | 1 | 0.228 | 10752.4908 | 16.313 | 18.225 | 37.0702
TEK17 | ASHP | NoPV | ST | Normal | NoEV | TEK17 ASHP NoPV ST Normal NoEV | 8135.8763 | 9393.7457 | 10208.8352 | 8913.8031 | 8135.8763 | 6296.7555 | 8924.4715 | 6937.2665 | 0 | 3096.9902 | 1284.3637 | 1976.5365 | 0 | 8268.5826 | 1284.3637 | 8669.0199 | 0 | 0.37455 | 1 | 0.228 | 33269.4305 | 47.8436 | 38.0326 | 132.7563
60s | ASHP | NoPV | ST | Normal | NoEV | 60s ASHP NoPV ST Normal NoEV | 7806.1517 | 8845.1269 | 9880.9956 | 8628.1116 | 7806.1517 | 5827.2216 | 8838.6033 | 6651.5751 | 0 | 3017.9052 | 1042.3923 | 1976.5365 | 0 | 8482.3263 | 1042.3923 | 8669.0199 | 0 | 0.35579 | 1 | 0.228 | 31552.0658 | 46.5567 | 36.6252 | 132.7563
TEK17 | Direct | NoPV | NoST | Occupant open | NoEV | TEK17 Direct NoPV NoST Occupant open NoEV | 6917.5218 | 8037.4675 | 7466.8482 | 6963.537 | 6917.5218 | 7790.4964 | 7229.1928 | 6460.8606 | 0 | 246.9711 | 237.6554 | 502.6764 | 0 | 243.6019 | 237.6554 | 2204.7208 | 0 | 1.0138 | 1 | 0.228 | 24295.8556 | 4.8006 | 5.6899 | 37.0702
60s | Direct | NoPV | NoST | Occupant open | NoEV | 60s Direct NoPV NoST Occupant open NoEV | 6587.807 | 7171.05 | 6832.9657 | 6677.8532 | 6587.807 | 6911.3173 | 6454.3271 | 6175.1769 | 0 | 259.7327 | 378.6387 | 502.6764 | 0 | 273.3072 | 378.6387 | 2204.7208 | 0 | 0.95033 | 1 | 0.228 | 22578.4908 | 8.3337 | 11.6644 | 37.0702
TEK17 | ASHP | NoPV | ST | Occupant open | NoEV | TEK17 ASHP NoPV ST Occupant open NoEV | 10910.3531 | 12527.3165 | 14271.9555 | 11352.2343 | 10910.3531 | 8980.3128 | 10336.1715 | 9375.6977 | 0 | 3547.0037 | 3935.7839 | 1976.5365 | 0 | 9095.4212 | 3935.7839 | 8669.0199 | 0 | 0.38998 | 1 | 0.228 | 45095.4305 | 67.8742 | 55.4453 | 132.7563
60s | ASHP | NoPV | ST | Occupant open | NoEV | 60s ASHP NoPV ST Occupant open NoEV | 10580.6285 | 11881.942 | 13692.9588 | 11066.5428 | 10580.6285 | 8230.1888 | 10250.3033 | 9090.0063 | 0 | 3651.7532 | 3442.6555 | 1976.5365 | 0 | 10326.5066 | 3442.6555 | 8669.0199 | 0 | 0.35363 | 1 | 0.228 | 43378.0658 | 66.6722 | 53.7379 | 132.7563
TEK17 | Direct | NoPV | NoST | Normal | EV charging | TEK17 Direct NoPV NoST Normal EV charging | 6917.5218 | 7246.4008 | 6601.3072 | 6715.6554 | 6917.5218 | 6642.0604 | 5851.1928 | 6212.979 | 0 | 604.3403 | 750.1144 | 502.6764 | 0 | 597.866 | 750.1144 | 2204.7208 | 0 | 1.0108 | 1 | 0.228 | 24295.8556 | 14.2868 | 13.7643 | 37.0702
60s | Direct | NoPV | NoST | Normal | EV charging | 60s Direct NoPV NoST Normal EV charging | 6587.7973 | 6947.2949 | 6360.9837 | 6429.964 | 6587.7973 | 6348.73 | 5765.3245 | 5927.2876 | 0 | 598.5649 | 595.6591 | 502.6764 | 0 | 610.5594 | 595.6591 | 2204.7208 | 0 | 0.98035 | 1 | 0.228 | 22578.4908 | 10.5096 | 11.9527 | 37.0702
TEK17 | ASHP | NoPV | ST | Normal | EV charging | TEK17 ASHP NoPV ST Normal EV charging | 10910.3531 | 11821.4903 | 11974.4867 | 11104.3527 | 10910.3531 | 8282.5855 | 10336.1715 | 9127.8161 | 0 | 3538.9048 | 1638.3152 | 1976.5365 | 0 | 6955.7402 | 1638.3152 | 8669.0199 | 0 | 0.50877 | 1 | 0.228 | 45095.4305 | 53.1757 | 39.6054 | 132.7563
60s | ASHP | NoPV | ST | Normal | EV charging | 60s ASHP NoPV ST Normal EV charging | 10580.6285 | 11470.5434 | 11731.0892 | 10818.6612 | 10580.6285 | 7994.602 | 10250.3033 | 8842.1247 | 0 | 3475.9413 | 1480.7859 | 1976.5365 | 0 | 6827.7151 | 1480.7859 | 8669.0199 | 0 | 0.50909 | 1 | 0.228 | 43378.0658 | 52.6283 | 37.6362 | 132.7563
TEK17 | Direct | NoPV | NoST | Occupant open | EV charging | TEK17 Direct NoPV NoST Occupant open EV charging | 5680.0693 | 6052.7578 | 6789.5553 | 6475.9533 | 5680.0693 | 5182.8832 | 4472.1012 | 5181.0849 | 0 | 869.8746 | 2317.4541 | 1294.8684 | 0 | 1868.7173 | 2317.4541 | 5679.2473 | 0 | 0.46549 | 1 | 0.228 | 20476.6968 | 26.9148 | 92.6852 | 110.6045
60s | Direct | NoPV | NoST | Occupant open | EV charging | 60s Direct NoPV NoST Occupant open EV charging | 5350.3513 | 5532.1997 | 6574.7101 | 6190.2672 | 5350.3513 | 4477.1095 | 5442.9666 | 4895.3988 | 0 | 1055.0902 | 1131.7435 | 1294.8684 | 0 | 2221.8213 | 1131.7435 | 5679.2473 | 0 | 0.47488 | 1 | 0.228 | 18759.3321 | 25.4193 | 90.2954 | 110.6045
TEK17 | ASHP | NoPV | ST | Occupant open | EV charging | TEK17 ASHP NoPV ST Occupant open EV charging | 9883.9446 | 10561.021 | 11686.8957 | 10917.0252 | 9883.9446 | 7391.0937 | 10068.8411 | 8250.5797 | 0 | 3169.9273 | 1618.0546 | 2666.4455 | 0 | 7642.247 | 1618.0546 | 11694.9364 | 0 | 0.41479 | 1 | 0.228 | 42376.8212 | 42.8446 | 70.9843 | 160.6991
60s | ASHP | NoPV | ST | Occupant open | EV charging | 60s ASHP NoPV ST Occupant open EV charging | 9554.22 | 10039.4459 | 11375.5826 | 10631.3338 | 9554.22 | 6969.8641 | 9982.9728 | 7964.8883 | 0 | 3069.5817 | 1392.6098 | 2666.4455 | 0 | 7744.9524 | 1392.6098 | 11694.9364 | 0 | 0.39633 | 1 | 0.228 | 40659.4565 | 41.4944 | 68.5671 | 160.6991
TEK17 | Direct | NoPV | NoST | Normal | EV charging delay | TEK17 Direct NoPV NoST Normal EV charging delay | 8454.5527 | 9010.4875 | 9175.6458 | 8914.3898 | 8454.5527 | 8220.2428 | 8318.5348 | 7619.5214 | 0 | 790.2447 | 857.111 | 1294.8684 | 0 | 1412.03 | 857.111 | 5679.2473 | 0 | 0.55965 | 1 | 0.228 | 32302.6968 | 41.2814 | 61.0553 | 110.6045
60s | Direct | NoPV | NoST | Normal | EV charging delay | 60s Direct NoPV NoST Normal EV charging delay | 8124.8281 | 8175.6838 | 8872.5134 | 8628.6984 | 8124.8281 | 7362.7055 | 7543.6666 | 7333.83 | 0 | 812.9783 | 1328.8468 | 1294.8684 | 0 | 1812.8547 | 1328.8468 | 5679.2473 | 0 | 0.44845 | 1 | 0.228 | 30585.3321 | 39.8576 | 78.2638 | 110.6045
TEK17 | ASHP | NoPV | ST | Normal | EV charging delay | TEK17 ASHP NoPV ST Normal EV charging delay | 12658.4214 | 13671.8818 | 16780.1921 | 13355.4564 | 12658.4214 | 9873.4446 | 10791.5411 | 10689.0109 | 0 | 3798.4372 | 5988.6511 | 2666.4455 | 0 | 9511.6437 | 5988.6511 | 11694.9364 | 0 | 0.39935 | 1 | 0.228 | 54202.8212 | 59.7327 | 103.3843 | 160.6991
60s | ASHP | NoPV | ST | Normal | EV charging delay | 60s ASHP NoPV ST Normal EV charging delay | 12328.6968 | 13054.8161 | 16162.4746 | 13069.765 | 12328.6968 | 9223.6971 | 10705.6728 | 10403.3195 | 0 | 3831.119 | 5456.8018 | 2666.4455 | 0 | 10444.9095 | 5456.8018 | 11694.9364 | 0 | 0.36679 | 1 | 0.228 | 52485.4565 | 58.9841 | 100.9671 | 160.6991
TEK17 | Direct | NoPV | NoST | Occupant open | EV charging delay | TEK17 Direct NoPV NoST Occupant open EV charging delay | 8453.8615 | 8759.1641 | 8935.3057 | 8665.961 | 8453.8615 | 7207.8158 | 7629.3548 | 7371.0926 | 0 | 1551.3482 | 1305.9509 | 1294.8684 | 0 | 2740.1177 | 1305.9509 | 5679.2473 | 0 | 0.56616 | 1 | 0.228 | 32302.6968 | 33.9294 | 80.5572 | 110.6045
60s | Direct | NoPV | NoST | Occupant open | EV charging delay | 60s Direct NoPV NoST Occupant open EV charging delay | 8124.8281 | 8477.0966 | 8755.028 | 8380.8168 | 8124.8281 | 6909.8674 | 7543.6666 | 7085.9484 | 0 | 1567.2292 | 1211.3614 | 1294.8684 | 0 | 2878.0347 | 1211.3614 | 5679.2473 | 0 | 0.54455 | 1 | 0.228 | 30585.3321 | 32.8872 | 78.2638 | 110.6045
TEK17 | ASHP | NoPV | ST | Occupant open | EV charging delay | TEK17 ASHP NoPV ST Occupant open EV charging delay | 12658.4214 | 13082.0266 | 14915.9002 | 13107.5748 | 12658.4214 | 9353.9883 | 10791.5411 | 10441.1293 | 0 | 3728.0383 | 4124.3591 | 2666.4455 | 0 | 7893.4591 | 4124.3591 | 11694.9364 | 0 | 0.47229 | 1 | 0.228 | 54202.8212 | 54.2857 | 103.3843 | 160.6991
60s | ASHP | NoPV | ST | Occupant open | EV charging delay | 60s ASHP NoPV ST Occupant open EV charging delay | 12328.6968 | 12742.8444 | 14554.3591 | 12821.8834 | 12328.6968 | 9074.1504 | 10705.6728 | 10155.4379 | 0 | 3668.694 | 3848.6863 | 2666.4455 | 0 | 7888.0762 | 3848.6863 | 11694.9364 | 0 | 0.46509 | 1 | 0.228 | 52485.4565 | 53.1066 | 100.9671 | 160.6991
TEK17 | Direct | PV panels | NoST | Normal | NoEV | TEK17 Direct PV panels NoST Normal NoEV | 4600.2239 | 5431.6197 | 5720.5763 | 5353.9408 | 4600.2239 | 4655.5479 | 5247.5713 | 4286.5399 | 0 | 776.0718 | 473.005 | 1067.4009 | 0 | 1848.4319 | 473.005 | 5319.8201 | 0 | 0.41985 | 1 | 0.20065 | 14851.4266 | 23.5885 | 19.0136 | 64.1476
60s | Direct | PV panels | NoST | Normal | NoEV | 60s Direct PV panels NoST Normal NoEV | 4308.1252 | 4929.0814 | 5480.7062 | 5098.299 | 4308.1252 | 3880.8637 | 4482.5015 | 4035.8086 | 0 | 1048.2177 | 998.2047 | 1062.4905 | 0 | 2422.3365 | 998.2047 | 5319.8201 | 0 | 0.43273 | 1 | 0.19972 | 13331.0764 | 22.6398 | 27.9259 | 64.1476
TEK17 | ASHP | PV panels | ST | Normal | NoEV | TEK17 ASHP PV panels ST Normal NoEV | 11626.8432 | 13006.3811 | 15409.0536 | 12391.6467 | 11626.8432 | 8395.5695 | 10522.7365 | 9312.5933 | 0 | 4610.8116 | 4886.3171 | 3079.0534 | 0 | 13262.8816 | 4886.3171 | 14185.7313 | 0 | 0.34765 | 1 | 0.21705 | 51454.7291 | 52.8146 | 51.8475 | 164.1332
60s | ASHP | PV panels | ST | Normal | NoEV | 60s ASHP PV panels ST Normal NoEV | 11319.7515 | 12451.0311 | 14626.3096 | 12124.3551 | 11319.7515 | 8120.9912 | 10442.7622 | 9052.1148 | 0 | 4330.0399 | 4183.5474 | 3072.2403 | 0 | 12904.7969 | 4183.5474 | 14185.7313 | 0 | 0.33554 | 1 | 0.21657 | 49855.244 | 51.2873 | 50.4401 | 164.1332
TEK17 | Direct | PV panels | NoST | Occupant open | NoEV | TEK17 Direct PV panels NoST Occupant open NoEV | 7351.9798 | 8428.6391 | 8174.6559 | 7776.3586 | 7351.9798 | 7793.2319 | 7342.3545 | 6703.2122 | 0 | 635.4073 | 832.3015 | 1073.1464 | 0 | 838.21 | 832.3015 | 5319.8201 | 0 | 0.75805 | 1 | 0.20173 | 26560.1191 | 21.5034 | 23.0173 | 64.1476
60s | Direct | PV panels | NoST | Occupant open | NoEV | 60s Direct PV panels NoST Occupant open NoEV | 7055.8278 | 7627.1812 | 7844.8461 | 7517.6452 | 7055.8278 | 6965.5487 | 7265.2291 | 6448.3798 | 0 | 661.6325 | 579.617 | 1069.2654 | 0 | 1162.9975 | 579.617 | 5319.8201 | 0 | 0.5689 | 1 | 0.201 | 25016.5816 | 27.7315 | 21.1894 | 64.1476
TEK17 | ASHP | PV panels | ST | Occupant open | NoEV | TEK17 ASHP PV panels ST Occupant open NoEV | 14394.9239 | 16117.1145 | 23395.1641 | 14826.0138 | 14394.9239 | 10553.5362 | 11243.7708 | 11739.8745 | 0 | 5563.5783 | 12151.3933 | 3086.1392 | 0 | 16452.218 | 12151.3933 | 14185.7313 | 0 | 0.33817 | 1 | 0.21755 | 63247.4162 | 72.9402 | 80.6949 | 164.1332
60s | ASHP | PV panels | ST | Occupant open | NoEV | 60s ASHP PV panels ST Occupant open NoEV | 14086.85 | 15541.4721 | 22379.5657 | 14558.0979 | 14086.85 | 10107.0931 | 11163.5408 | 11477.2486 | 0 | 5434.379 | 11216.025 | 3080.8494 | 0 | 16807.8279 | 11216.025 | 14185.7313 | 0 | 0.32332 | 1 | 0.21718 | 61642.8151 | 71.4572 | 79.3506 | 164.1332
TEK17 | Direct | PV panels | NoST | Normal | EV charging | TEK17 Direct PV panels NoST Normal EV charging | 7374.7007 | 8189.3624 | 7803.424 | 7544.4904 | 7374.7007 | 6684.3621 | 6659.2713 | 6477.0895 | 0 | 1505.0003 | 1144.1527 | 1067.4009 | 0 | 2054.0282 | 1144.1527 | 5319.8201 | 0 | 0.73271 | 1 | 0.20065 | 26677.4266 | 24.3115 | 23.6011 | 64.1476
60s | Direct | PV panels | NoST | Normal | EV charging | 60s Direct PV panels NoST Normal EV charging | 7082.8028 | 7941.679 | 7610.842 | 7289.0077 | 7082.8028 | 6421.5695 | 6583.2538 | 6226.5172 | 0 | 1520.1095 | 1027.5882 | 1062.4905 | 0 | 2034.4288 | 1027.5882 | 5319.8201 | 0 | 0.74719 | 1 | 0.19972 | 25157.0764 | 21.7608 | 21.4811 | 64.1476
TEK17 | ASHP | PV panels | ST | Normal | EV charging | TEK17 ASHP PV panels ST Normal EV charging | 14401.32 | 15379.6046 | 18902.1175 | 14582.1963 | 14401.32 | 10293.7712 | 11245.4365 | 11503.1429 | 0 | 5085.8334 | 7656.6811 | 3079.0534 | 0 | 12944.8383 | 7656.6811 | 14185.7313 | 0 | 0.39289 | 1 | 0.21705 | 63280.7291 | 65.4185 | 71.6925 | 164.1332
60s | ASHP | PV panels | ST | Normal | EV charging | 60s ASHP PV panels ST Normal EV charging | 14094.2283 | 15009.9553 | 18014.2708 | 14314.9047 | 14094.2283 | 10069.8513 | 11165.4622 | 11242.6644 | 0 | 4940.104 | 6848.8086 | 3072.2403 | 0 | 12668.8262 | 6848.8086 | 14185.7313 | 0 | 0.38994 | 1 | 0.21657 | 61681.244 | 63.6962 | 70.505 | 164.1332
TEK17 | Direct | PV panels | NoST | Occupant open | EV charging | TEK17 Direct PV panels NoST Occupant open EV charging | 7656.8251 | 7880.8343 | 9226.4528 | 8989.4455 | 7656.8251 | 6157.0488 | 8110.7379 | 6562.8889 | 0 | 1723.7855 | 1115.7149 | 2426.5566 | 0 | 4428.1397 | 1115.7149 | 11447.9308 | 0 | 0.38928 | 1 | 0.21196 | 30774.7576 | 35.5471 | 64.9801 | 139.2693
60s | Direct | PV panels | NoST | Occupant open | EV charging | 60s Direct PV panels NoST Occupant open EV charging | 7356.0036 | 7611.4279 | 9012.7963 | 8724.3816 | 7356.0036 | 5614.4712 | 8032.3965 | 6306.1939 | 0 | 1996.9567 | 980.3998 | 2418.1877 | 0 | 4805.9459 | 980.3998 | 11447.9308 | 0 | 0.41552 | 1 | 0.21123 | 29207.9297 | 34.197 | 62.6867 | 139.2693
TEK17 | ASHP | PV panels | ST | Occupant open | EV charging | TEK17 ASHP PV panels ST Occupant open EV charging | 14063.6363 | 14370.3034 | 18933.7933 | 15154.9067 | 14063.6363 | 9992.9755 | 11157.4614 | 11111.049 | 0 | 4377.3279 | 7776.3319 | 4043.8577 | 0 | 11874.0285 | 7776.3319 | 18548.873 | 0 | 0.36865 | 1 | 0.21801 | 64149.2281 | 54.4633 | 108.9141 | 192.076
60s | ASHP | PV panels | ST | Occupant open | EV charging | 60s ASHP PV panels ST Occupant open EV charging | 13751.5967 | 13862.6985 | 18091.1831 | 14881.9906 | 13751.5967 | 9732.1722 | 11076.1986 | 10847.1392 | 0 | 4130.5263 | 7014.9845 | 4034.8513 | 0 | 11585.8468 | 7014.9845 | 18548.873 | 0 | 0.35651 | 1 | 0.21753 | 62523.9725 | 53.4194 | 107.3112 | 192.076
TEK17 | Direct | PV panels | NoST | Normal | EV charging delay | TEK17 Direct PV panels NoST Normal EV charging delay | 10411.2156 | 10450.3468 | 11609.5197 | 11415.0344 | 10411.2156 | 8818.3949 | 10206.2071 | 8981.4321 | 0 | 1631.9519 | 1403.3126 | 2433.6023 | 0 | 4409.272 | 1403.3126 | 11447.9308 | 0 | 0.37012 | 1 | 0.21258 | 42496.1415 | 44.792 | 59.2902 | 139.2693
60s | Direct | PV panels | NoST | Normal | EV charging delay | 60s Direct PV panels NoST Normal EV charging delay | 10105.6063 | 9732.3049 | 11285.429 | 11146.7217 | 10105.6063 | 8100.7182 | 10126.6189 | 8720.001 | 0 | 1631.5867 | 1158.8101 | 2426.7207 | 0 | 5294.32 | 1158.8101 | 11447.9308 | 0 | 0.30818 | 1 | 0.21198 | 40909.9071 | 43.3682 | 56.9909 | 139.2693
TEK17 | ASHP | PV panels | ST | Normal | EV charging delay | TEK17 ASHP PV panels ST Normal EV charging delay | 16831.8813 | 17465.7351 | 28579.0347 | 17589.3781 | 16831.8813 | 12059.5553 | 11878.5385 | 13538.4245 | 0 | 5406.1799 | 16700.4962 | 4050.9536 | 0 | 15421.3791 | 16700.4962 | 18548.873 | 0 | 0.35056 | 1 | 0.21839 | 75942.7706 | 67.9894 | 141.3141 | 192.076
60s | ASHP | PV panels | ST | Normal | EV charging delay | 60s ASHP PV panels ST Normal EV charging delay | 16518.8659 | 16923.5472 | 27499.2714 | 17315.842 | 16518.8659 | 11673.5405 | 11797.0217 | 13272.3695 | 0 | 5250.0067 | 15702.2497 | 4043.4725 | 0 | 15599.2689 | 15702.2497 | 18548.873 | 0 | 0.33655 | 1 | 0.21799 | 74312.4331 | 66.2938 | 139.7112 | 192.076
TEK17 | Direct | PV panels | NoST | Occupant open | EV charging delay | TEK17 Direct PV panels NoST Occupant open EV charging delay | 10431.3019 | 10910.523 | 11461.6734 | 11179.9951 | 10431.3019 | 8161.0158 | 10211.4379 | 8753.4385 | 0 | 2749.5072 | 1250.2355 | 2426.5566 | 0 | 6297.9982 | 1250.2355 | 11447.9308 | 0 | 0.43657 | 1 | 0.21196 | 42600.7576 | 45.6536 | 59.0613 | 139.2693
60s | Direct | PV panels | NoST | Occupant open | EV charging delay | 60s Direct PV panels NoST Occupant open EV charging delay | 10130.4804 | 10719.5691 | 11286.3765 | 10914.9312 | 10130.4804 | 7901.8469 | 10133.0965 | 8496.7435 | 0 | 2817.7222 | 1153.28 | 2418.1877 | 0 | 6388.5303 | 1153.28 | 11447.9308 | 0 | 0.44106 | 1 | 0.21123 | 41033.9297 | 44.3925 | 56.6562 | 139.2693
TEK17 | ASHP | PV panels | ST | Occupant open | EV charging delay | TEK17 ASHP PV panels ST Occupant open EV charging delay | 16838.1131 | 16847.1703 | 25912.1408 | 17345.4563 | 16838.1131 | 11878.8652 | 11880.1614 | 13301.5986 | 0 | 4968.3052 | 14031.9794 | 4043.8577 | 0 | 13184.8701 | 14031.9794 | 18548.873 | 0 | 0.37682 | 1 | 0.21801 | 75975.2281 | 65.9293 | 141.3141 | 192.076
60s | ASHP | PV panels | ST | Occupant open | EV charging delay | 60s ASHP PV panels ST Occupant open EV charging delay | 16526.0735 | 16503.1827 | 24943.3811 | 17072.5402 | 16526.0735 | 11655.8208 | 11798.8986 | 13037.6888 | 0 | 4847.3619 | 13144.4825 | 4034.8513 | 0 | 12949.0821 | 13144.4825 | 18548.873 | 0 | 0.37434 | 1 | 0.21753 | 74349.9725 | 64.7502 | 139.7112 | 192.076
TEK17 | Direct | PV panels | NoST | Normal | NoEV | TEK17 Direct PV panels NoST Normal NoEV | 3636.2909 | 4642.7144 | 4227.5718 | 3968.3088 | 3636.2909 | 4381.363 | 3618.5255 | 3553.8356 | 0 | 261.3515 | 609.0463 | 414.4732 | 0 | 351.307 | 609.0463 | 2204.7208 | 0 | 0.74394 | 1 | 0.18799 | 9830.9868 | 14.0452 | 19.5046 | 37.0702
60s | Direct | PV panels | NoST | Normal | NoEV | 60s Direct PV panels NoST Normal NoEV | 3348.8692 | 3921.987 | 3893.0307 | 3718.4206 | 3348.8692 | 3568.9215 | 3543.6737 | 3306.44 | 0 | 353.0654 | 349.357 | 411.9807 | 0 | 587.8029 | 349.357 | 2204.7208 | 0 | 0.60065 | 1 | 0.18686 | 8333.4739 | 19.5383 | 17.5271 | 37.0702
TEK17 | ASHP | PV panels | ST | Normal | NoEV | TEK17 ASHP PV panels ST Normal NoEV | 7484.0301 | 9130.6981 | 9980.3381 | 8232.4856 | 7484.0301 | 5907.9376 | 8754.7199 | 6372.7013 | 0 | 3222.7605 | 1225.6182 | 1859.7843 | 0 | 8218.2275 | 1225.6182 | 8669.0199 | 0 | 0.39215 | 1 | 0.21453 | 29874.3981 | 50.1289 | 36.2308 | 132.7563
60s | ASHP | PV panels | ST | Normal | NoEV | 60s ASHP PV panels ST Normal NoEV | 7182.464 | 8565.9765 | 9668.3269 | 7970.4571 | 7182.464 | 5413.4924 | 8676.1846 | 6115.9376 | 0 | 3152.484 | 992.1423 | 1854.5195 | 0 | 8461.7637 | 992.1423 | 8669.0199 | 0 | 0.37256 | 1 | 0.21392 | 28303.6925 | 48.8598 | 34.5764 | 132.7563
TEK17 | Direct | PV panels | NoST | Occupant open | NoEV | TEK17 Direct PV panels NoST Occupant open NoEV | 6383.7808 | 7792.2097 | 7211.4464 | 6385.3161 | 6383.7808 | 7541.0751 | 6401.1977 | 5967.5233 | 0 | 251.1345 | 810.2487 | 417.7929 | 0 | 245.6258 | 810.2487 | 2204.7208 | 0 | 1.0224 | 1 | 0.1895 | 21515.9544 | 4.8006 | 13.3446 | 37.0702
60s | Direct | PV panels | NoST | Occupant open | NoEV | 60s Direct PV panels NoST Occupant open NoEV | 6091.1785 | 6977.3765 | 6699.4187 | 6131.0958 | 6091.1785 | 6714.3164 | 6324.9967 | 5715.1792 | 0 | 263.0601 | 374.422 | 415.9166 | 0 | 271.38 | 374.422 | 2204.7208 | 0 | 0.96934 | 1 | 0.18865 | 19991.9347 | 8.1201 | 11.391 | 37.0702
TEK17 | ASHP | PV panels | ST | Occupant open | NoEV | TEK17 ASHP PV panels ST Occupant open NoEV | 10250.6468 | 12269.1844 | 13942.1592 | 10665.9224 | 10250.6468 | 8653.1998 | 10164.373 | 8799.0523 | 0 | 3615.9846 | 3777.7861 | 1866.8701 | 0 | 9046.2524 | 3777.7861 | 8669.0199 | 0 | 0.39972 | 1 | 0.21535 | 41659.4602 | 70.3789 | 55.2861 | 132.7563
60s | ASHP | PV panels | ST | Occupant open | NoEV | 60s ASHP PV panels ST Occupant open NoEV | 9947.771 | 11658.1911 | 13393.5682 | 10403.0617 | 9947.771 | 7923.7452 | 10085.4967 | 8539.9331 | 0 | 3734.4459 | 3308.0715 | 1863.1286 | 0 | 10266.1247 | 3308.0715 | 8669.0199 | 0 | 0.36376 | 1 | 0.21492 | 40081.9332 | 69.1098 | 53.5787 | 132.7563
TEK17 | Direct | PV panels | NoST | Normal | EV charging | TEK17 Direct PV panels NoST Normal EV charging | 6410.859 | 7004.2008 | 6402.8068 | 6158.9308 | 6410.859 | 6406.8626 | 5719.2493 | 5744.4575 | 0 | 597.3381 | 683.5575 | 414.4732 | 0 | 605.2963 | 683.5575 | 2204.7208 | 0 | 0.98685 | 1 | 0.18799 | 21656.9868 | 14.1298 | 13.65 | 37.0702
60s | Direct | PV panels | NoST | Normal | EV charging | 60s Direct PV panels NoST Normal EV charging | 6123.346 | 6737.6505 | 6211.798 | 5908.9702 | 6123.346 | 6147.1768 | 5644.3737 | 5496.9896 | 0 | 590.4737 | 567.4243 | 411.9807 | 0 | 612.9192 | 567.4243 | 2204.7208 | 0 | 0.96338 | 1 | 0.18686 | 20159.4739 | 10.3954 | 11.8385 | 37.0702
TEK17 | ASHP | PV panels | ST | Normal | EV charging | TEK17 ASHP PV panels ST Normal EV charging | 10258.5069 | 11608.4985 | 11781.2882 | 10423.0352 | 10258.5069 | 7912.0747 | 10166.4199 | 8563.2509 | 0 | 3696.4239 | 1614.8683 | 1859.7843 | 0 | 7496.7458 | 1614.8683 | 8669.0199 | 0 | 0.49307 | 1 | 0.21453 | 41700.3981 | 57.1361 | 39.4462 | 132.7563
60s | ASHP | PV panels | ST | Normal | EV charging | 60s ASHP PV panels ST Normal EV charging | 9956.9408 | 11269.9527 | 11549.075 | 10161.0067 | 9956.9408 | 7652.3216 | 10087.8846 | 8306.4872 | 0 | 3617.6311 | 1461.1903 | 1854.5195 | 0 | 7381.3544 | 1461.1903 | 8669.0199 | 0 | 0.4901 | 1 | 0.21392 | 40129.6925 | 56.4843 | 37.477 | 132.7563
TEK17 | Direct | PV panels | NoST | Occupant open | EV charging | TEK17 Direct PV panels NoST Occupant open EV charging | 5091.0763 | 5797.8401 | 6567.4484 | 5817.0097 | 5091.0763 | 4888.9336 | 5375.4495 | 4654.4052 | 0 | 908.9065 | 1191.9989 | 1162.6045 | 0 | 1939.2746 | 1191.9989 | 5679.2473 | 0 | 0.46868 | 1 | 0.20471 | 17408.9902 | 34.4722 | 86.3477 | 110.6045
60s | Direct | PV panels | NoST | Occupant open | EV charging | 60s Direct PV panels NoST Occupant open EV charging | 4799.0141 | 5255.9204 | 6366.3653 | 5561.9793 | 4799.0141 | 4146.9006 | 5299.3892 | 4403.7955 | 0 | 1109.0198 | 1066.9761 | 1158.1838 | 0 | 2516.7693 | 1066.9761 | 5679.2473 | 0 | 0.44065 | 1 | 0.20393 | 15887.7839 | 32.729 | 83.9616 | 110.6045
TEK17 | ASHP | PV panels | ST | Occupant open | EV charging | TEK17 ASHP PV panels ST Occupant open EV charging | 9178.3214 | 10291.5411 | 11456.0152 | 10164.0008 | 9178.3214 | 6957.6314 | 9885.085 | 7647.5407 | 0 | 3333.9097 | 1570.9302 | 2516.4601 | 0 | 7995.5644 | 1570.9302 | 11694.9364 | 0 | 0.41697 | 1 | 0.21518 | 38701.7005 | 51.7531 | 69.8441 | 160.6991
60s | ASHP | PV panels | ST | Occupant open | EV charging | 60s ASHP PV panels ST Occupant open EV charging | 8873.7586 | 9768.5855 | 11157.9889 | 9898.5402 | 8873.7586 | 6517.5659 | 9805.7693 | 7388.6963 | 0 | 3251.0196 | 1352.2196 | 2509.8439 | 0 | 8179.0823 | 1352.2196 | 11694.9364 | 0 | 0.39748 | 1 | 0.21461 | 37115.3865 | 50.4145 | 67.6987 | 160.6991
TEK17 | Direct | PV panels | NoST | Normal | EV charging delay | TEK17 Direct PV panels NoST Normal EV charging delay | 7841.2738 | 8754.4159 | 9002.9691 | 8238.092 | 7841.2738 | 7940.1409 | 8158.8268 | 7070.0699 | 0 | 814.2749 | 844.1423 | 1168.022 | 0 | 1457.9623 | 844.1423 | 5679.2473 | 0 | 0.5585 | 1 | 0.20566 | 29108.5358 | 44.2255 | 60.1982 | 110.6045
60s | Direct | PV panels | NoST | Normal | EV charging delay | 60s Direct PV panels NoST Normal EV charging delay | 7544.1761 | 7964.2102 | 8696.6434 | 7979.1388 | 7544.1761 | 7128.8669 | 7392.4551 | 6814.5883 | 0 | 835.3433 | 1304.1882 | 1164.5505 | 0 | 1878.0802 | 1304.1882 | 5679.2473 | 0 | 0.44479 | 1 | 0.20505 | 27563.5524 | 45.1214 | 76.6708 | 110.6045
TEK17 | ASHP | PV panels | ST | Normal | EV charging delay | TEK17 ASHP PV panels ST Normal EV charging delay | 11945.0938 | 13404.891 | 16396.3701 | 12597.5365 | 11945.0938 | 9489.5827 | 10605.7787 | 10073.9805 | 0 | 3915.3082 | 5790.5914 | 2523.556 | 0 | 9794.1088 | 5790.5914 | 11694.9364 | 0 | 0.39976 | 1 | 0.21578 | 50487.5735 | 64.4541 | 102.2441 | 160.6991
60s | ASHP | PV panels | ST | Normal | EV charging delay | 60s ASHP PV panels ST Normal EV charging delay | 11639.2535 | 12826.7912 | 15809.4977 | 12331.2642 | 11639.2535 | 8854.8276 | 10526.1303 | 9812.7991 | 0 | 3971.9637 | 5283.3674 | 2518.4651 | 0 | 10762.2439 | 5283.3674 | 11694.9364 | 0 | 0.36906 | 1 | 0.21535 | 48894.6062 | 62.7915 | 100.0987 | 160.6991
TEK17 | Direct | PV panels | NoST | Occupant open | EV charging delay | TEK17 Direct PV panels NoST Occupant open EV charging delay | 7865.5531 | 8489.121 | 8756.0316 | 8007.5593 | 7865.5531 | 6920.3813 | 7476.1495 | 6844.9548 | 0 | 1568.7398 | 1279.8821 | 1162.6045 | 0 | 3011.6938 | 1279.8821 | 5679.2473 | 0 | 0.52088 | 1 | 0.20471 | 29234.9902 | 44.4315 | 79.0759 | 110.6045
60s | Direct | PV panels | NoST | Occupant open | EV charging delay | 60s Direct PV panels NoST Occupant open EV charging delay | 7573.4909 | 8237.3283 | 8588.9489 | 7752.5289 | 7573.4909 | 6656.6431 | 7400.0892 | 6594.3451 | 0 | 1580.6852 | 1188.8597 | 1158.1838 | 0 | 3127.5691 | 1188.8597 | 5679.2473 | 0 | 0.5054 | 1 | 0.20393 | 27713.7839 | 42.8084 | 76.6708 | 110.6045
TEK17 | ASHP | PV panels | ST | Occupant open | EV charging delay | TEK17 ASHP PV panels ST Occupant open EV charging delay | 11952.7982 | 12859.1929 | 14675.1806 | 12354.5504 | 11952.7982 | 8940.9755 | 10607.785 | 9838.0903 | 0 | 3918.2174 | 4067.3956 | 2516.4601 | 0 | 8846.3106 | 4067.3956 | 11694.9364 | 0 | 0.44292 | 1 | 0.21518 | 50527.7005 | 63.595 | 102.2441 | 160.6991
60s | ASHP | PV panels | ST | Occupant open | EV charging delay | 60s ASHP PV panels ST Occupant open EV charging delay | 11648.2354 | 12530.9789 | 14328.4165 | 12089.0898 | 11648.2354 | 8684.3622 | 10528.4693 | 9579.2459 | 0 | 3846.6167 | 3799.9471 | 2509.8439 | 0 | 8836.5921 | 3799.9471 | 11694.9364 | 0 | 0.43531 | 1 | 0.21461 | 48941.3865 | 62.0657 | 100.0987 | 160.6991
This chart isn't available in your version of Excel. Editing this shape or saving this workbook into a different file format will permanently break the chart.

## STC
[7 empty] | Cost if no load is shifted |  |  |  | Cost if all load is shifted |  |  |  | Savings/year with shifted heating |  |  |  | Amount of shifted load incentivised |  |  |  | Savings per kWh shifted |  |  |  |  | Max daily shift [kWh]
Building | Heating system | PV panels | Solar thermal | Window openings | Electrical vehicles | Description | Energy rate | Measured power tariff | Tiered rate tariff | Time of use tariff | Energy rate | Measured power tariff | Tiered rate tariff | Time of use tariff | Energy rate | Measured power tariff | Tiered rate tariff | Time of use tariff | Energy rate | Measured power tariff | Tiered rate tariff | Time of use tariff | Energy rate | Measured power tariff | Tiered rate tariff | Time of use tariff | Total demand | Measured power rate | Tiered rate tariff | Time of use tariff
TEK17 | Direct | NoPV | NoST | Normal | NoEV | TEK17 Direct NoPV NoST Normal NoEV | 5204.4689 | 5711.473 | 5913.6204 | 6037.5272 | 5204.4689 | 4940.8427 | 5404.9268 | 4824.6082 | 0 | 770.6304 | 508.6936 | 1212.919 | 0 | 1884.3287 | 508.6936 | 5319.8201 | 0 | 0.40897 | 1 | 0.228 | 17998.5364 | 20.0129 | 19.8707 | 64.1476
TEK17 | ASHP | NoPV | NoST | Normal | NoEV | TEK17 ASHP NoPV NoST Normal NoEV | 12363.2632 | 13279.1207 | 16226.5089 | 13170.316 | 12363.2632 | 8884.4294 | 10714.5125 | 9935.9692 | 0 | 4394.6913 | 5511.9964 | 3234.3467 | 0 | 13242.366 | 5511.9964 | 14185.7313 | 0 | 0.33187 | 1 | 0.228 | 55290.2496 | 48.9689 | 58.6312 | 164.1332
TEK17 | Direct | PV panels | NoST | Normal | NoEV | TEK17 Direct PV panels NoST Normal NoEV | 7474.3697 | 8562.6948 | 8224.6902 | 8122.7264 | 7474.3697 | 7935.5304 | 7374.2268 | 6909.8074 | 0 | 627.1644 | 850.4633 | 1212.919 | 0 | 844.1288 | 850.4633 | 5319.8201 | 0 | 0.74297 | 1 | 0.228 | 29824.5364 | 21.7769 | 23.2908 | 64.1476
TEK17 | ASHP | PV panels | NoST | Normal | NoEV | TEK17 ASHP PV panels NoST Normal NoEV | 15137.74 | 16386.8509 | 24482.6792 | 15608.7472 | 15137.74 | 11010.2355 | 11437.2125 | 12374.4004 | 0 | 5376.6155 | 13045.4667 | 3234.3467 | 0 | 16072.983 | 13045.4667 | 14185.7313 | 0 | 0.33451 | 1 | 0.228 | 67116.2496 | 68.707 | 87.4787 | 164.1332
TEK17 | Direct | NoPV | NoST | Occupant open | NoEV | TEK17 Direct NoPV NoST Occupant open NoEV | 7474.3697 | 7318.9105 | 7162.9254 | 7626.9632 | 7474.3697 | 6675.0711 | 6685.2268 | 6414.0442 | 0 | 643.8394 | 477.6986 | 1212.919 | 0 | 1164.5024 | 477.6986 | 5319.8201 | 0 | 0.55289 | 1 | 0.228 | 29824.5364 | 20.57 | 24.299 | 64.1476
TEK17 | ASHP | NoPV | NoST | Occupant open | NoEV | TEK17 ASHP NoPV NoST Occupant open NoEV | 15137.74 | 15620.2284 | 19738.7955 | 15360.8656 | 15137.74 | 10769.1343 | 11437.2125 | 12126.5188 | 0 | 4851.0941 | 8301.583 | 3234.3467 | 0 | 12091.3764 | 8301.583 | 14185.7313 | 0 | 0.4012 | 1 | 0.228 | 67116.2496 | 57.8241 | 78.246 | 164.1332
TEK17 | Direct | PV panels | NoST | Occupant open | NoEV | TEK17 Direct PV panels NoST Occupant open NoEV | 8365.6249 | 8173.8254 | 9478.225 | 9782.5761 | 8365.6249 | 6581.7265 | 8295.3212 | 7172.4479 | 0 | 1592.099 | 1182.9039 | 2610.1282 | 0 | 3842.2165 | 1182.9039 | 11447.9308 | 0 | 0.41437 | 1 | 0.228 | 34466.4231 | 24.6398 | 68.7441 | 139.2693
TEK17 | ASHP | PV panels | NoST | Occupant open | NoEV | TEK17 ASHP PV panels NoST Occupant open NoEV | 14859.6062 | 14652.9894 | 19921.6278 | 16005.2836 | 14859.6062 | 10523.4116 | 11364.7452 | 11776.1406 | 0 | 4129.5778 | 8556.8825 | 4229.143 | 0 | 11284.784 | 8556.8825 | 18548.873 | 0 | 0.36594 | 1 | 0.228 | 68294.9045 | 44.4248 | 115.6978 | 192.076
TEK17 | Direct | NoPV | NoST | Normal | EV charging | TEK17 Direct NoPV NoST Normal EV charging | 11139.0303 | 10732.15 | 11822.5185 | 12220.1591 | 11139.0303 | 9174.2286 | 10395.7421 | 9610.0309 | 0 | 1557.9214 | 1426.7763 | 2610.1282 | 0 | 4086.9763 | 1426.7763 | 11447.9308 | 0 | 0.38119 | 1 | 0.228 | 46292.4231 | 38.7767 | 60.1473 | 139.2693
TEK17 | ASHP | NoPV | NoST | Normal | EV charging | TEK17 ASHP NoPV NoST Normal EV charging | 17634.083 | 17745.3873 | 29826.8368 | 18443.7148 | 17634.083 | 12570.8914 | 12087.4452 | 14214.5718 | 0 | 5174.4959 | 17739.3916 | 4229.143 | 0 | 14665.4195 | 17739.3916 | 18548.873 | 0 | 0.35284 | 1 | 0.228 | 80120.9045 | 63.2916 | 148.0978 | 192.076
TEK17 | Direct | PV panels | NoST | Normal | EV charging | TEK17 Direct PV panels NoST Normal EV charging | 11139.4105 | 11184.6862 | 11671.3649 | 11972.5785 | 11139.4105 | 8569.834 | 10395.8412 | 9362.4503 | 0 | 2614.8522 | 1275.5238 | 2610.1282 | 0 | 5291.5986 | 1275.5238 | 11447.9308 | 0 | 0.49415 | 1 | 0.228 | 46292.4231 | 32.3132 | 59.9184 | 139.2693
TEK17 | ASHP | PV panels | NoST | Normal | EV charging | TEK17 ASHP PV panels NoST Normal EV charging | 17634.083 | 17096.1459 | 26919.3696 | 18195.8332 | 17634.083 | 12396.5862 | 12087.4452 | 13966.6902 | 0 | 4699.5597 | 14831.9244 | 4229.143 | 0 | 11852.2661 | 14831.9244 | 18548.873 | 0 | 0.39651 | 1 | 0.228 | 80120.9045 | 56.0316 | 148.0978 | 192.076
TEK17 | Direct | NoPV | NoST | Occupant open | EV charging | TEK17 Direct NoPV NoST Occupant open EV charging | 4143.045 | 4881.4197 | 4467.8131 | 4525.1058 | 4143.045 | 4623.7564 | 3750.4928 | 4022.4294 | 0 | 257.6634 | 717.3203 | 502.6764 | 0 | 368.142 | 717.3203 | 2204.7208 | 0 | 0.6999 | 1 | 0.228 | 12469.8556 | 14.7431 | 20.2457 | 37.0702
TEK17 | ASHP | NoPV | NoST | Occupant open | EV charging | TEK17 ASHP NoPV NoST Occupant open EV charging | 8135.8763 | 9393.7457 | 10208.8352 | 8913.8031 | 8135.8763 | 6296.7555 | 8924.4715 | 6937.2665 | 0 | 3096.9902 | 1284.3637 | 1976.5365 | 0 | 8268.5826 | 1284.3637 | 8669.0199 | 0 | 0.37455 | 1 | 0.228 | 33269.4305 | 47.8436 | 38.0326 | 132.7563
TEK17 | Direct | PV panels | NoST | Occupant open | EV charging | TEK17 Direct PV panels NoST Occupant open EV charging | 6917.5218 | 8037.4675 | 7466.8482 | 6963.537 | 6917.5218 | 7790.4964 | 7229.1928 | 6460.8606 | 0 | 246.9711 | 237.6554 | 502.6764 | 0 | 243.6019 | 237.6554 | 2204.7208 | 0 | 1.0138 | 1 | 0.228 | 24295.8556 | 4.8006 | 5.6899 | 37.0702
TEK17 | ASHP | PV panels | NoST | Occupant open | EV charging | TEK17 ASHP PV panels NoST Occupant open EV charging | 10910.3531 | 12527.3165 | 14271.9555 | 11352.2343 | 10910.3531 | 8980.3128 | 10336.1715 | 9375.6977 | 0 | 3547.0037 | 3935.7839 | 1976.5365 | 0 | 9095.4212 | 3935.7839 | 8669.0199 | 0 | 0.38998 | 1 | 0.228 | 45095.4305 | 67.8742 | 55.4453 | 132.7563
TEK17 | Direct | NoPV | NoST | Normal | EV charging delay | TEK17 Direct NoPV NoST Normal EV charging delay | 6917.5218 | 7246.4008 | 6601.3072 | 6715.6554 | 6917.5218 | 6642.0604 | 5851.1928 | 6212.979 | 0 | 604.3403 | 750.1144 | 502.6764 | 0 | 597.866 | 750.1144 | 2204.7208 | 0 | 1.0108 | 1 | 0.228 | 24295.8556 | 14.2868 | 13.7643 | 37.0702
TEK17 | ASHP | NoPV | NoST | Normal | EV charging delay | TEK17 ASHP NoPV NoST Normal EV charging delay | 10910.3531 | 11821.4903 | 11974.4867 | 11104.3527 | 10910.3531 | 8282.5855 | 10336.1715 | 9127.8161 | 0 | 3538.9048 | 1638.3152 | 1976.5365 | 0 | 6955.7402 | 1638.3152 | 8669.0199 | 0 | 0.50877 | 1 | 0.228 | 45095.4305 | 53.1757 | 39.6054 | 132.7563
TEK17 | Direct | PV panels | NoST | Normal | EV charging delay | TEK17 Direct PV panels NoST Normal EV charging delay | 5680.0693 | 6052.7578 | 6789.5553 | 6475.9533 | 5680.0693 | 5182.8832 | 4472.1012 | 5181.0849 | 0 | 869.8746 | 2317.4541 | 1294.8684 | 0 | 1868.7173 | 2317.4541 | 5679.2473 | 0 | 0.46549 | 1 | 0.228 | 20476.6968 | 26.9148 | 92.6852 | 110.6045
TEK17 | ASHP | PV panels | NoST | Normal | EV charging delay | TEK17 ASHP PV panels NoST Normal EV charging delay | 9883.9446 | 10561.021 | 11686.8957 | 10917.0252 | 9883.9446 | 7391.0937 | 10068.8411 | 8250.5797 | 0 | 3169.9273 | 1618.0546 | 2666.4455 | 0 | 7642.247 | 1618.0546 | 11694.9364 | 0 | 0.41479 | 1 | 0.228 | 42376.8212 | 42.8446 | 70.9843 | 160.6991
TEK17 | Direct | NoPV | NoST | Occupant open | EV charging delay | TEK17 Direct NoPV NoST Occupant open EV charging delay | 8454.5527 | 9010.4875 | 9175.6458 | 8914.3898 | 8454.5527 | 8220.2428 | 8318.5348 | 7619.5214 | 0 | 790.2447 | 857.111 | 1294.8684 | 0 | 1412.03 | 857.111 | 5679.2473 | 0 | 0.55965 | 1 | 0.228 | 32302.6968 | 41.2814 | 61.0553 | 110.6045
TEK17 | ASHP | NoPV | NoST | Occupant open | EV charging delay | TEK17 ASHP NoPV NoST Occupant open EV charging delay | 12658.4214 | 13671.8818 | 16780.1921 | 13355.4564 | 12658.4214 | 9873.4446 | 10791.5411 | 10689.0109 | 0 | 3798.4372 | 5988.6511 | 2666.4455 | 0 | 9511.6437 | 5988.6511 | 11694.9364 | 0 | 0.39935 | 1 | 0.228 | 54202.8212 | 59.7327 | 103.3843 | 160.6991
TEK17 | Direct | PV panels | NoST | Occupant open | EV charging delay | TEK17 Direct PV panels NoST Occupant open EV charging delay | 8453.8615 | 8759.1641 | 8935.3057 | 8665.961 | 8453.8615 | 7207.8158 | 7629.3548 | 7371.0926 | 0 | 1551.3482 | 1305.9509 | 1294.8684 | 0 | 2740.1177 | 1305.9509 | 5679.2473 | 0 | 0.56616 | 1 | 0.228 | 32302.6968 | 33.9294 | 80.5572 | 110.6045
TEK17 | ASHP | PV panels | NoST | Occupant open | EV charging delay | TEK17 ASHP PV panels NoST Occupant open EV charging delay | 12658.4214 | 13082.0266 | 14915.9002 | 13107.5748 | 12658.4214 | 9353.9883 | 10791.5411 | 10441.1293 | 0 | 3728.0383 | 4124.3591 | 2666.4455 | 0 | 7893.4591 | 4124.3591 | 11694.9364 | 0 | 0.47229 | 1 | 0.228 | 54202.8212 | 54.2857 | 103.3843 | 160.6991
60s | Direct | NoPV | NoST | Normal | NoEV | 60s Direct NoPV NoST Normal NoEV | 4600.2239 | 5431.6197 | 5720.5763 | 5353.9408 | 4600.2239 | 4655.5479 | 5247.5713 | 4286.5399 | 0 | 776.0718 | 473.005 | 1067.4009 | 0 | 1848.4319 | 473.005 | 5319.8201 | 0 | 0.41985 | 1 | 0.20065 | 14851.4266 | 23.5885 | 19.0136 | 64.1476
60s | ASHP | NoPV | NoST | Normal | NoEV | 60s ASHP NoPV NoST Normal NoEV | 11626.8432 | 13006.3811 | 15409.0536 | 12391.6467 | 11626.8432 | 8395.5695 | 10522.7365 | 9312.5933 | 0 | 4610.8116 | 4886.3171 | 3079.0534 | 0 | 13262.8816 | 4886.3171 | 14185.7313 | 0 | 0.34765 | 1 | 0.21705 | 51454.7291 | 52.8146 | 51.8475 | 164.1332
60s | Direct | PV panels | NoST | Normal | NoEV | 60s Direct PV panels NoST Normal NoEV | 7351.9798 | 8428.6391 | 8174.6559 | 7776.3586 | 7351.9798 | 7793.2319 | 7342.3545 | 6703.2122 | 0 | 635.4073 | 832.3015 | 1073.1464 | 0 | 838.21 | 832.3015 | 5319.8201 | 0 | 0.75805 | 1 | 0.20173 | 26560.1191 | 21.5034 | 23.0173 | 64.1476
60s | ASHP | PV panels | NoST | Normal | NoEV | 60s ASHP PV panels NoST Normal NoEV | 14394.9239 | 16117.1145 | 23395.1641 | 14826.0138 | 14394.9239 | 10553.5362 | 11243.7708 | 11739.8745 | 0 | 5563.5783 | 12151.3933 | 3086.1392 | 0 | 16452.218 | 12151.3933 | 14185.7313 | 0 | 0.33817 | 1 | 0.21755 | 63247.4162 | 72.9402 | 80.6949 | 164.1332
60s | Direct | NoPV | NoST | Occupant open | NoEV | 60s Direct NoPV NoST Occupant open NoEV | 7374.7007 | 8189.3624 | 7803.424 | 7544.4904 | 7374.7007 | 6684.3621 | 6659.2713 | 6477.0895 | 0 | 1505.0003 | 1144.1527 | 1067.4009 | 0 | 2054.0282 | 1144.1527 | 5319.8201 | 0 | 0.73271 | 1 | 0.20065 | 26677.4266 | 24.3115 | 23.6011 | 64.1476
60s | ASHP | NoPV | NoST | Occupant open | NoEV | 60s ASHP NoPV NoST Occupant open NoEV | 14401.32 | 15379.6046 | 18902.1175 | 14582.1963 | 14401.32 | 10293.7712 | 11245.4365 | 11503.1429 | 0 | 5085.8334 | 7656.6811 | 3079.0534 | 0 | 12944.8383 | 7656.6811 | 14185.7313 | 0 | 0.39289 | 1 | 0.21705 | 63280.7291 | 65.4185 | 71.6925 | 164.1332
60s | Direct | PV panels | NoST | Occupant open | NoEV | 60s Direct PV panels NoST Occupant open NoEV | 7656.8251 | 7880.8343 | 9226.4528 | 8989.4455 | 7656.8251 | 6157.0488 | 8110.7379 | 6562.8889 | 0 | 1723.7855 | 1115.7149 | 2426.5566 | 0 | 4428.1397 | 1115.7149 | 11447.9308 | 0 | 0.38928 | 1 | 0.21196 | 30774.7576 | 35.5471 | 64.9801 | 139.2693
60s | ASHP | PV panels | NoST | Occupant open | NoEV | 60s ASHP PV panels NoST Occupant open NoEV | 14063.6363 | 14370.3034 | 18933.7933 | 15154.9067 | 14063.6363 | 9992.9755 | 11157.4614 | 11111.049 | 0 | 4377.3279 | 7776.3319 | 4043.8577 | 0 | 11874.0285 | 7776.3319 | 18548.873 | 0 | 0.36865 | 1 | 0.21801 | 64149.2281 | 54.4633 | 108.9141 | 192.076
60s | Direct | NoPV | NoST | Normal | EV charging | 60s Direct NoPV NoST Normal EV charging | 10411.2156 | 10450.3468 | 11609.5197 | 11415.0344 | 10411.2156 | 8818.3949 | 10206.2071 | 8981.4321 | 0 | 1631.9519 | 1403.3126 | 2433.6023 | 0 | 4409.272 | 1403.3126 | 11447.9308 | 0 | 0.37012 | 1 | 0.21258 | 42496.1415 | 44.792 | 59.2902 | 139.2693
60s | ASHP | NoPV | NoST | Normal | EV charging | 60s ASHP NoPV NoST Normal EV charging | 16831.8813 | 17465.7351 | 28579.0347 | 17589.3781 | 16831.8813 | 12059.5553 | 11878.5385 | 13538.4245 | 0 | 5406.1799 | 16700.4962 | 4050.9536 | 0 | 15421.3791 | 16700.4962 | 18548.873 | 0 | 0.35056 | 1 | 0.21839 | 75942.7706 | 67.9894 | 141.3141 | 192.076
60s | Direct | PV panels | NoST | Normal | EV charging | 60s Direct PV panels NoST Normal EV charging | 10431.3019 | 10910.523 | 11461.6734 | 11179.9951 | 10431.3019 | 8161.0158 | 10211.4379 | 8753.4385 | 0 | 2749.5072 | 1250.2355 | 2426.5566 | 0 | 6297.9982 | 1250.2355 | 11447.9308 | 0 | 0.43657 | 1 | 0.21196 | 42600.7576 | 45.6536 | 59.0613 | 139.2693
60s | ASHP | PV panels | NoST | Normal | EV charging | 60s ASHP PV panels NoST Normal EV charging | 16838.1131 | 16847.1703 | 25912.1408 | 17345.4563 | 16838.1131 | 11878.8652 | 11880.1614 | 13301.5986 | 0 | 4968.3052 | 14031.9794 | 4043.8577 | 0 | 13184.8701 | 14031.9794 | 18548.873 | 0 | 0.37682 | 1 | 0.21801 | 75975.2281 | 65.9293 | 141.3141 | 192.076
60s | Direct | NoPV | NoST | Occupant open | EV charging | 60s Direct NoPV NoST Occupant open EV charging | 3636.2909 | 4642.7144 | 4227.5718 | 3968.3088 | 3636.2909 | 4381.363 | 3618.5255 | 3553.8356 | 0 | 261.3515 | 609.0463 | 414.4732 | 0 | 351.307 | 609.0463 | 2204.7208 | 0 | 0.74394 | 1 | 0.18799 | 9830.9868 | 14.0452 | 19.5046 | 37.0702
60s | ASHP | NoPV | NoST | Occupant open | EV charging | 60s ASHP NoPV NoST Occupant open EV charging | 7484.0301 | 9130.6981 | 9980.3381 | 8232.4856 | 7484.0301 | 5907.9376 | 8754.7199 | 6372.7013 | 0 | 3222.7605 | 1225.6182 | 1859.7843 | 0 | 8218.2275 | 1225.6182 | 8669.0199 | 0 | 0.39215 | 1 | 0.21453 | 29874.3981 | 50.1289 | 36.2308 | 132.7563
60s | Direct | PV panels | NoST | Occupant open | EV charging | 60s Direct PV panels NoST Occupant open EV charging | 6383.7808 | 7792.2097 | 7211.4464 | 6385.3161 | 6383.7808 | 7541.0751 | 6401.1977 | 5967.5233 | 0 | 251.1345 | 810.2487 | 417.7929 | 0 | 245.6258 | 810.2487 | 2204.7208 | 0 | 1.0224 | 1 | 0.1895 | 21515.9544 | 4.8006 | 13.3446 | 37.0702
60s | ASHP | PV panels | NoST | Occupant open | EV charging | 60s ASHP PV panels NoST Occupant open EV charging | 10250.6468 | 12269.1844 | 13942.1592 | 10665.9224 | 10250.6468 | 8653.1998 | 10164.373 | 8799.0523 | 0 | 3615.9846 | 3777.7861 | 1866.8701 | 0 | 9046.2524 | 3777.7861 | 8669.0199 | 0 | 0.39972 | 1 | 0.21535 | 41659.4602 | 70.3789 | 55.2861 | 132.7563
60s | Direct | NoPV | NoST | Normal | EV charging delay | 60s Direct NoPV NoST Normal EV charging delay | 6410.859 | 7004.2008 | 6402.8068 | 6158.9308 | 6410.859 | 6406.8626 | 5719.2493 | 5744.4575 | 0 | 597.3381 | 683.5575 | 414.4732 | 0 | 605.2963 | 683.5575 | 2204.7208 | 0 | 0.98685 | 1 | 0.18799 | 21656.9868 | 14.1298 | 13.65 | 37.0702
60s | ASHP | NoPV | NoST | Normal | EV charging delay | 60s ASHP NoPV NoST Normal EV charging delay | 10258.5069 | 11608.4985 | 11781.2882 | 10423.0352 | 10258.5069 | 7912.0747 | 10166.4199 | 8563.2509 | 0 | 3696.4239 | 1614.8683 | 1859.7843 | 0 | 7496.7458 | 1614.8683 | 8669.0199 | 0 | 0.49307 | 1 | 0.21453 | 41700.3981 | 57.1361 | 39.4462 | 132.7563
60s | Direct | PV panels | NoST | Normal | EV charging delay | 60s Direct PV panels NoST Normal EV charging delay | 5091.0763 | 5797.8401 | 6567.4484 | 5817.0097 | 5091.0763 | 4888.9336 | 5375.4495 | 4654.4052 | 0 | 908.9065 | 1191.9989 | 1162.6045 | 0 | 1939.2746 | 1191.9989 | 5679.2473 | 0 | 0.46868 | 1 | 0.20471 | 17408.9902 | 34.4722 | 86.3477 | 110.6045
60s | ASHP | PV panels | NoST | Normal | EV charging delay | 60s ASHP PV panels NoST Normal EV charging delay | 9178.3214 | 10291.5411 | 11456.0152 | 10164.0008 | 9178.3214 | 6957.6314 | 9885.085 | 7647.5407 | 0 | 3333.9097 | 1570.9302 | 2516.4601 | 0 | 7995.5644 | 1570.9302 | 11694.9364 | 0 | 0.41697 | 1 | 0.21518 | 38701.7005 | 51.7531 | 69.8441 | 160.6991
60s | Direct | NoPV | NoST | Occupant open | EV charging delay | 60s Direct NoPV NoST Occupant open EV charging delay | 7841.2738 | 8754.4159 | 9002.9691 | 8238.092 | 7841.2738 | 7940.1409 | 8158.8268 | 7070.0699 | 0 | 814.2749 | 844.1423 | 1168.022 | 0 | 1457.9623 | 844.1423 | 5679.2473 | 0 | 0.5585 | 1 | 0.20566 | 29108.5358 | 44.2255 | 60.1982 | 110.6045
60s | ASHP | NoPV | NoST | Occupant open | EV charging delay | 60s ASHP NoPV NoST Occupant open EV charging delay | 11945.0938 | 13404.891 | 16396.3701 | 12597.5365 | 11945.0938 | 9489.5827 | 10605.7787 | 10073.9805 | 0 | 3915.3082 | 5790.5914 | 2523.556 | 0 | 9794.1088 | 5790.5914 | 11694.9364 | 0 | 0.39976 | 1 | 0.21578 | 50487.5735 | 64.4541 | 102.2441 | 160.6991
60s | Direct | PV panels | NoST | Occupant open | EV charging delay | 60s Direct PV panels NoST Occupant open EV charging delay | 7865.5531 | 8489.121 | 8756.0316 | 8007.5593 | 7865.5531 | 6920.3813 | 7476.1495 | 6844.9548 | 0 | 1568.7398 | 1279.8821 | 1162.6045 | 0 | 3011.6938 | 1279.8821 | 5679.2473 | 0 | 0.52088 | 1 | 0.20471 | 29234.9902 | 44.4315 | 79.0759 | 110.6045
60s | ASHP | PV panels | NoST | Occupant open | EV charging delay | 60s ASHP PV panels NoST Occupant open EV charging delay | 11952.7982 | 12859.1929 | 14675.1806 | 12354.5504 | 11952.7982 | 8940.9755 | 10607.785 | 9838.0903 | 0 | 3918.2174 | 4067.3956 | 2516.4601 | 0 | 8846.3106 | 4067.3956 | 11694.9364 | 0 | 0.44292 | 1 | 0.21518 | 50527.7005 | 63.595 | 102.2441 | 160.6991
TEK17 | Direct | NoPV | ST | Normal | NoEV | TEK17 Direct NoPV ST Normal NoEV | 4874.7443 | 5206.3525 | 5716.6738 | 5751.8358 | 4874.7443 | 4208.4601 | 5319.0586 | 4538.9168 | 0 | 997.8924 | 397.6152 | 1212.919 | 0 | 2303.1417 | 397.6152 | 5319.8201 | 0 | 0.43327 | 1 | 0.228 | 16281.1717 | 18.4764 | 17.783 | 64.1476
TEK17 | ASHP | NoPV | ST | Normal | NoEV | TEK17 ASHP NoPV ST Normal NoEV | 12033.5386 | 12765.0041 | 15361.2132 | 12884.6246 | 12033.5386 | 8597.3097 | 10628.6442 | 9650.2778 | 0 | 4167.6944 | 4732.5689 | 3234.3467 | 0 | 12892.9567 | 4732.5689 | 14185.7313 | 0 | 0.32325 | 1 | 0.228 | 53572.8849 | 47.8621 | 57.2238 | 164.1332
TEK17 | Direct | PV panels | ST | Normal | NoEV | TEK17 Direct PV panels ST Normal NoEV | 7649.2211 | 7844.4414 | 8008.7236 | 8190.267 | 7649.2211 | 7188.5723 | 7419.7586 | 6977.348 | 0 | 655.8691 | 588.965 | 1212.919 | 0 | 1199.992 | 588.965 | 5319.8201 | 0 | 0.54656 | 1 | 0.228 | 28107.1717 | 28.1765 | 21.4628 | 64.1476
TEK17 | ASHP | PV panels | ST | Normal | NoEV | TEK17 ASHP PV panels ST Normal NoEV | 14808.0154 | 15796.9185 | 23426.3213 | 15323.0558 | 14808.0154 | 10558.2959 | 11351.3442 | 12088.709 | 0 | 5238.6226 | 12074.9771 | 3234.3467 | 0 | 16348.4433 | 12074.9771 | 14185.7313 | 0 | 0.32044 | 1 | 0.228 | 65398.8849 | 67.505 | 86.0645 | 164.1332
TEK17 | Direct | NoPV | ST | Occupant open | NoEV | TEK17 Direct NoPV ST Occupant open NoEV | 7649.2211 | 8171.1947 | 7787.1686 | 7942.3854 | 7649.2211 | 6667.3854 | 6730.7586 | 6729.4664 | 0 | 1503.8094 | 1056.41 | 1212.919 | 0 | 1923.7691 | 1056.41 | 5319.8201 | 0 | 0.7817 | 1 | 0.228 | 28107.1717 | 19.6428 | 22.1156 | 64.1476
TEK17 | ASHP | NoPV | ST | Occupant open | NoEV | TEK17 ASHP NoPV ST Occupant open NoEV | 14808.0154 | 15240.0723 | 18770.453 | 15075.1742 | 14808.0154 | 10525.2915 | 11351.3442 | 11840.8274 | 0 | 4714.7809 | 7419.1087 | 3234.3467 | 0 | 11836.4528 | 7419.1087 | 14185.7313 | 0 | 0.39833 | 1 | 0.228 | 65398.8849 | 56.9214 | 76.5751 | 164.1332
TEK17 | Direct | PV panels | ST | Occupant open | NoEV | TEK17 Direct PV panels ST Occupant open NoEV | 8034.8386 | 7881.2636 | 9250.551 | 9496.0442 | 8034.8386 | 6053.4276 | 8209.1764 | 6885.9159 | 0 | 1827.8359 | 1041.3745 | 2610.1282 | 0 | 4057.9472 | 1041.3745 | 11447.9308 | 0 | 0.45043 | 1 | 0.228 | 32749.0584 | 23.1444 | 66.3854 | 139.2693
TEK17 | ASHP | PV panels | ST | Occupant open | NoEV | TEK17 ASHP PV panels ST Occupant open NoEV | 14529.8816 | 14163.6784 | 18996.0599 | 15719.5922 | 14529.8816 | 10251.0702 | 11278.877 | 11490.4492 | 0 | 3912.6083 | 7717.1829 | 4229.143 | 0 | 10988.3182 | 7717.1829 | 18548.873 | 0 | 0.35607 | 1 | 0.228 | 66577.5398 | 42.9767 | 114.0949 | 192.076
TEK17 | Direct | NoPV | ST | Normal | EV charging | TEK17 Direct NoPV ST Normal EV charging | 10809.322 | 9965.1965 | 11488.4673 | 11934.4806 | 10809.322 | 8459.453 | 10309.8782 | 9324.3524 | 0 | 1505.7435 | 1178.5892 | 2610.1282 | 0 | 4648.118 | 1178.5892 | 11447.9308 | 0 | 0.32395 | 1 | 0.228 | 44575.0584 | 37.353 | 57.848 | 139.2693
TEK17 | ASHP | NoPV | ST | Normal | EV charging | TEK17 ASHP NoPV ST Normal EV charging | 17304.3584 | 17180.393 | 28706.9217 | 18158.0234 | 17304.3584 | 12177.3245 | 12001.577 | 13928.8804 | 0 | 5003.0686 | 16705.3447 | 4229.143 | 0 | 14776.7757 | 16705.3447 | 18548.873 | 0 | 0.33858 | 1 | 0.228 | 78403.5398 | 61.8767 | 146.4949 | 192.076
TEK17 | Direct | PV panels | ST | Normal | EV charging | TEK17 Direct PV panels ST Normal EV charging | 10810.3771 | 10969.5697 | 11485.1905 | 11687.4343 | 10810.3771 | 8282.7813 | 10310.1529 | 9077.3061 | 0 | 2686.7884 | 1175.0376 | 2610.1282 | 0 | 5433.0056 | 1175.0376 | 11447.9308 | 0 | 0.49453 | 1 | 0.228 | 44575.0584 | 31.4291 | 57.5133 | 139.2693
TEK17 | ASHP | PV panels | ST | Normal | EV charging | TEK17 ASHP PV panels ST Normal EV charging | 17304.3584 | 16743.5309 | 25868.8592 | 17910.1418 | 17304.3584 | 12158.7624 | 12001.577 | 13680.9988 | 0 | 4584.7684 | 13867.2822 | 4229.143 | 0 | 11651.2899 | 13867.2822 | 18548.873 | 0 | 0.3935 | 1 | 0.228 | 78403.5398 | 55.3748 | 146.4949 | 192.076
TEK17 | Direct | NoPV | ST | Occupant open | EV charging | TEK17 Direct NoPV ST Occupant open EV charging | 3813.3302 | 4184.2006 | 4043.5 | 4239.422 | 3813.3302 | 3823.008 | 3664.6271 | 3736.7457 | 0 | 361.1926 | 378.873 | 502.6764 | 0 | 602.4478 | 378.873 | 2204.7208 | 0 | 0.59954 | 1 | 0.228 | 10752.4908 | 16.313 | 18.225 | 37.0702
TEK17 | ASHP | NoPV | ST | Occupant open | EV charging | TEK17 ASHP NoPV ST Occupant open EV charging | 7806.1517 | 8845.1269 | 9880.9956 | 8628.1116 | 7806.1517 | 5827.2216 | 8838.6033 | 6651.5751 | 0 | 3017.9052 | 1042.3923 | 1976.5365 | 0 | 8482.3263 | 1042.3923 | 8669.0199 | 0 | 0.35579 | 1 | 0.228 | 31552.0658 | 46.5567 | 36.6252 | 132.7563
TEK17 | Direct | PV panels | ST | Occupant open | EV charging | TEK17 Direct PV panels ST Occupant open EV charging | 6587.807 | 7171.05 | 6832.9657 | 6677.8532 | 6587.807 | 6911.3173 | 6454.3271 | 6175.1769 | 0 | 259.7327 | 378.6387 | 502.6764 | 0 | 273.3072 | 378.6387 | 2204.7208 | 0 | 0.95033 | 1 | 0.228 | 22578.4908 | 8.3337 | 11.6644 | 37.0702
TEK17 | ASHP | PV panels | ST | Occupant open | EV charging | TEK17 ASHP PV panels ST Occupant open EV charging | 10580.6285 | 11881.942 | 13692.9588 | 11066.5428 | 10580.6285 | 8230.1888 | 10250.3033 | 9090.0063 | 0 | 3651.7532 | 3442.6555 | 1976.5365 | 0 | 10326.5066 | 3442.6555 | 8669.0199 | 0 | 0.35363 | 1 | 0.228 | 43378.0658 | 66.6722 | 53.7379 | 132.7563
TEK17 | Direct | NoPV | ST | Normal | EV charging delay | TEK17 Direct NoPV ST Normal EV charging delay | 6587.7973 | 6947.2949 | 6360.9837 | 6429.964 | 6587.7973 | 6348.73 | 5765.3245 | 5927.2876 | 0 | 598.5649 | 595.6591 | 502.6764 | 0 | 610.5594 | 595.6591 | 2204.7208 | 0 | 0.98035 | 1 | 0.228 | 22578.4908 | 10.5096 | 11.9527 | 37.0702
TEK17 | ASHP | NoPV | ST | Normal | EV charging delay | TEK17 ASHP NoPV ST Normal EV charging delay | 10580.6285 | 11470.5434 | 11731.0892 | 10818.6612 | 10580.6285 | 7994.602 | 10250.3033 | 8842.1247 | 0 | 3475.9413 | 1480.7859 | 1976.5365 | 0 | 6827.7151 | 1480.7859 | 8669.0199 | 0 | 0.50909 | 1 | 0.228 | 43378.0658 | 52.6283 | 37.6362 | 132.7563
TEK17 | Direct | PV panels | ST | Normal | EV charging delay | TEK17 Direct PV panels ST Normal EV charging delay | 5350.3513 | 5532.1997 | 6574.7101 | 6190.2672 | 5350.3513 | 4477.1095 | 5442.9666 | 4895.3988 | 0 | 1055.0902 | 1131.7435 | 1294.8684 | 0 | 2221.8213 | 1131.7435 | 5679.2473 | 0 | 0.47488 | 1 | 0.228 | 18759.3321 | 25.4193 | 90.2954 | 110.6045
TEK17 | ASHP | PV panels | ST | Normal | EV charging delay | TEK17 ASHP PV panels ST Normal EV charging delay | 9554.22 | 10039.4459 | 11375.5826 | 10631.3338 | 9554.22 | 6969.8641 | 9982.9728 | 7964.8883 | 0 | 3069.5817 | 1392.6098 | 2666.4455 | 0 | 7744.9524 | 1392.6098 | 11694.9364 | 0 | 0.39633 | 1 | 0.228 | 40659.4565 | 41.4944 | 68.5671 | 160.6991
TEK17 | Direct | NoPV | ST | Occupant open | EV charging delay | TEK17 Direct NoPV ST Occupant open EV charging delay | 8124.8281 | 8175.6838 | 8872.5134 | 8628.6984 | 8124.8281 | 7362.7055 | 7543.6666 | 7333.83 | 0 | 812.9783 | 1328.8468 | 1294.8684 | 0 | 1812.8547 | 1328.8468 | 5679.2473 | 0 | 0.44845 | 1 | 0.228 | 30585.3321 | 39.8576 | 78.2638 | 110.6045
TEK17 | ASHP | NoPV | ST | Occupant open | EV charging delay | TEK17 ASHP NoPV ST Occupant open EV charging delay | 12328.6968 | 13054.8161 | 16162.4746 | 13069.765 | 12328.6968 | 9223.6971 | 10705.6728 | 10403.3195 | 0 | 3831.119 | 5456.8018 | 2666.4455 | 0 | 10444.9095 | 5456.8018 | 11694.9364 | 0 | 0.36679 | 1 | 0.228 | 52485.4565 | 58.9841 | 100.9671 | 160.6991
TEK17 | Direct | PV panels | ST | Occupant open | EV charging delay | TEK17 Direct PV panels ST Occupant open EV charging delay | 8124.8281 | 8477.0966 | 8755.028 | 8380.8168 | 8124.8281 | 6909.8674 | 7543.6666 | 7085.9484 | 0 | 1567.2292 | 1211.3614 | 1294.8684 | 0 | 2878.0347 | 1211.3614 | 5679.2473 | 0 | 0.54455 | 1 | 0.228 | 30585.3321 | 32.8872 | 78.2638 | 110.6045
TEK17 | ASHP | PV panels | ST | Occupant open | EV charging delay | TEK17 ASHP PV panels ST Occupant open EV charging delay | 12328.6968 | 12742.8444 | 14554.3591 | 12821.8834 | 12328.6968 | 9074.1504 | 10705.6728 | 10155.4379 | 0 | 3668.694 | 3848.6863 | 2666.4455 | 0 | 7888.0762 | 3848.6863 | 11694.9364 | 0 | 0.46509 | 1 | 0.228 | 52485.4565 | 53.1066 | 100.9671 | 160.6991
60s | Direct | NoPV | ST | Normal | NoEV | 60s Direct NoPV ST Normal NoEV | 4308.1252 | 4929.0814 | 5480.7062 | 5098.299 | 4308.1252 | 3880.8637 | 4482.5015 | 4035.8086 | 0 | 1048.2177 | 998.2047 | 1062.4905 | 0 | 2422.3365 | 998.2047 | 5319.8201 | 0 | 0.43273 | 1 | 0.19972 | 13331.0764 | 22.6398 | 27.9259 | 64.1476
60s | ASHP | NoPV | ST | Normal | NoEV | 60s ASHP NoPV ST Normal NoEV | 11319.7515 | 12451.0311 | 14626.3096 | 12124.3551 | 11319.7515 | 8120.9912 | 10442.7622 | 9052.1148 | 0 | 4330.0399 | 4183.5474 | 3072.2403 | 0 | 12904.7969 | 4183.5474 | 14185.7313 | 0 | 0.33554 | 1 | 0.21657 | 49855.244 | 51.2873 | 50.4401 | 164.1332
60s | Direct | PV panels | ST | Normal | NoEV | 60s Direct PV panels ST Normal NoEV | 7055.8278 | 7627.1812 | 7844.8461 | 7517.6452 | 7055.8278 | 6965.5487 | 7265.2291 | 6448.3798 | 0 | 661.6325 | 579.617 | 1069.2654 | 0 | 1162.9975 | 579.617 | 5319.8201 | 0 | 0.5689 | 1 | 0.201 | 25016.5816 | 27.7315 | 21.1894 | 64.1476
60s | ASHP | PV panels | ST | Normal | NoEV | 60s ASHP PV panels ST Normal NoEV | 14086.85 | 15541.4721 | 22379.5657 | 14558.0979 | 14086.85 | 10107.0931 | 11163.5408 | 11477.2486 | 0 | 5434.379 | 11216.025 | 3080.8494 | 0 | 16807.8279 | 11216.025 | 14185.7313 | 0 | 0.32332 | 1 | 0.21718 | 61642.8151 | 71.4572 | 79.3506 | 164.1332
60s | Direct | NoPV | ST | Occupant open | NoEV | 60s Direct NoPV ST Occupant open NoEV | 7082.8028 | 7941.679 | 7610.842 | 7289.0077 | 7082.8028 | 6421.5695 | 6583.2538 | 6226.5172 | 0 | 1520.1095 | 1027.5882 | 1062.4905 | 0 | 2034.4288 | 1027.5882 | 5319.8201 | 0 | 0.74719 | 1 | 0.19972 | 25157.0764 | 21.7608 | 21.4811 | 64.1476
60s | ASHP | NoPV | ST | Occupant open | NoEV | 60s ASHP NoPV ST Occupant open NoEV | 14094.2283 | 15009.9553 | 18014.2708 | 14314.9047 | 14094.2283 | 10069.8513 | 11165.4622 | 11242.6644 | 0 | 4940.104 | 6848.8086 | 3072.2403 | 0 | 12668.8262 | 6848.8086 | 14185.7313 | 0 | 0.38994 | 1 | 0.21657 | 61681.244 | 63.6962 | 70.505 | 164.1332
60s | Direct | PV panels | ST | Occupant open | NoEV | 60s Direct PV panels ST Occupant open NoEV | 7356.0036 | 7611.4279 | 9012.7963 | 8724.3816 | 7356.0036 | 5614.4712 | 8032.3965 | 6306.1939 | 0 | 1996.9567 | 980.3998 | 2418.1877 | 0 | 4805.9459 | 980.3998 | 11447.9308 | 0 | 0.41552 | 1 | 0.21123 | 29207.9297 | 34.197 | 62.6867 | 139.2693
60s | ASHP | PV panels | ST | Occupant open | NoEV | 60s ASHP PV panels ST Occupant open NoEV | 13751.5967 | 13862.6985 | 18091.1831 | 14881.9906 | 13751.5967 | 9732.1722 | 11076.1986 | 10847.1392 | 0 | 4130.5263 | 7014.9845 | 4034.8513 | 0 | 11585.8468 | 7014.9845 | 18548.873 | 0 | 0.35651 | 1 | 0.21753 | 62523.9725 | 53.4194 | 107.3112 | 192.076
60s | Direct | NoPV | ST | Normal | EV charging | 60s Direct NoPV ST Normal EV charging | 10105.6063 | 9732.3049 | 11285.429 | 11146.7217 | 10105.6063 | 8100.7182 | 10126.6189 | 8720.001 | 0 | 1631.5867 | 1158.8101 | 2426.7207 | 0 | 5294.32 | 1158.8101 | 11447.9308 | 0 | 0.30818 | 1 | 0.21198 | 40909.9071 | 43.3682 | 56.9909 | 139.2693
60s | ASHP | NoPV | ST | Normal | EV charging | 60s ASHP NoPV ST Normal EV charging | 16518.8659 | 16923.5472 | 27499.2714 | 17315.842 | 16518.8659 | 11673.5405 | 11797.0217 | 13272.3695 | 0 | 5250.0067 | 15702.2497 | 4043.4725 | 0 | 15599.2689 | 15702.2497 | 18548.873 | 0 | 0.33655 | 1 | 0.21799 | 74312.4331 | 66.2938 | 139.7112 | 192.076
60s | Direct | PV panels | ST | Normal | EV charging | 60s Direct PV panels ST Normal EV charging | 10130.4804 | 10719.5691 | 11286.3765 | 10914.9312 | 10130.4804 | 7901.8469 | 10133.0965 | 8496.7435 | 0 | 2817.7222 | 1153.28 | 2418.1877 | 0 | 6388.5303 | 1153.28 | 11447.9308 | 0 | 0.44106 | 1 | 0.21123 | 41033.9297 | 44.3925 | 56.6562 | 139.2693
60s | ASHP | PV panels | ST | Normal | EV charging | 60s ASHP PV panels ST Normal EV charging | 16526.0735 | 16503.1827 | 24943.3811 | 17072.5402 | 16526.0735 | 11655.8208 | 11798.8986 | 13037.6888 | 0 | 4847.3619 | 13144.4825 | 4034.8513 | 0 | 12949.0821 | 13144.4825 | 18548.873 | 0 | 0.37434 | 1 | 0.21753 | 74349.9725 | 64.7502 | 139.7112 | 192.076
60s | Direct | NoPV | ST | Occupant open | EV charging | 60s Direct NoPV ST Occupant open EV charging | 3348.8692 | 3921.987 | 3893.0307 | 3718.4206 | 3348.8692 | 3568.9215 | 3543.6737 | 3306.44 | 0 | 353.0654 | 349.357 | 411.9807 | 0 | 587.8029 | 349.357 | 2204.7208 | 0 | 0.60065 | 1 | 0.18686 | 8333.4739 | 19.5383 | 17.5271 | 37.0702
60s | ASHP | NoPV | ST | Occupant open | EV charging | 60s ASHP NoPV ST Occupant open EV charging | 7182.464 | 8565.9765 | 9668.3269 | 7970.4571 | 7182.464 | 5413.4924 | 8676.1846 | 6115.9376 | 0 | 3152.484 | 992.1423 | 1854.5195 | 0 | 8461.7637 | 992.1423 | 8669.0199 | 0 | 0.37256 | 1 | 0.21392 | 28303.6925 | 48.8598 | 34.5764 | 132.7563
60s | Direct | PV panels | ST | Occupant open | EV charging | 60s Direct PV panels ST Occupant open EV charging | 6091.1785 | 6977.3765 | 6699.4187 | 6131.0958 | 6091.1785 | 6714.3164 | 6324.9967 | 5715.1792 | 0 | 263.0601 | 374.422 | 415.9166 | 0 | 271.38 | 374.422 | 2204.7208 | 0 | 0.96934 | 1 | 0.18865 | 19991.9347 | 8.1201 | 11.391 | 37.0702
60s | ASHP | PV panels | ST | Occupant open | EV charging | 60s ASHP PV panels ST Occupant open EV charging | 9947.771 | 11658.1911 | 13393.5682 | 10403.0617 | 9947.771 | 7923.7452 | 10085.4967 | 8539.9331 | 0 | 3734.4459 | 3308.0715 | 1863.1286 | 0 | 10266.1247 | 3308.0715 | 8669.0199 | 0 | 0.36376 | 1 | 0.21492 | 40081.9332 | 69.1098 | 53.5787 | 132.7563
60s | Direct | NoPV | ST | Normal | EV charging delay | 60s Direct NoPV ST Normal EV charging delay | 6123.346 | 6737.6505 | 6211.798 | 5908.9702 | 6123.346 | 6147.1768 | 5644.3737 | 5496.9896 | 0 | 590.4737 | 567.4243 | 411.9807 | 0 | 612.9192 | 567.4243 | 2204.7208 | 0 | 0.96338 | 1 | 0.18686 | 20159.4739 | 10.3954 | 11.8385 | 37.0702
60s | ASHP | NoPV | ST | Normal | EV charging delay | 60s ASHP NoPV ST Normal EV charging delay | 9956.9408 | 11269.9527 | 11549.075 | 10161.0067 | 9956.9408 | 7652.3216 | 10087.8846 | 8306.4872 | 0 | 3617.6311 | 1461.1903 | 1854.5195 | 0 | 7381.3544 | 1461.1903 | 8669.0199 | 0 | 0.4901 | 1 | 0.21392 | 40129.6925 | 56.4843 | 37.477 | 132.7563
60s | Direct | PV panels | ST | Normal | EV charging delay | 60s Direct PV panels ST Normal EV charging delay | 4799.0141 | 5255.9204 | 6366.3653 | 5561.9793 | 4799.0141 | 4146.9006 | 5299.3892 | 4403.7955 | 0 | 1109.0198 | 1066.9761 | 1158.1838 | 0 | 2516.7693 | 1066.9761 | 5679.2473 | 0 | 0.44065 | 1 | 0.20393 | 15887.7839 | 32.729 | 83.9616 | 110.6045
60s | ASHP | PV panels | ST | Normal | EV charging delay | 60s ASHP PV panels ST Normal EV charging delay | 8873.7586 | 9768.5855 | 11157.9889 | 9898.5402 | 8873.7586 | 6517.5659 | 9805.7693 | 7388.6963 | 0 | 3251.0196 | 1352.2196 | 2509.8439 | 0 | 8179.0823 | 1352.2196 | 11694.9364 | 0 | 0.39748 | 1 | 0.21461 | 37115.3865 | 50.4145 | 67.6987 | 160.6991
60s | Direct | NoPV | ST | Occupant open | EV charging delay | 60s Direct NoPV ST Occupant open EV charging delay | 7544.1761 | 7964.2102 | 8696.6434 | 7979.1388 | 7544.1761 | 7128.8669 | 7392.4551 | 6814.5883 | 0 | 835.3433 | 1304.1882 | 1164.5505 | 0 | 1878.0802 | 1304.1882 | 5679.2473 | 0 | 0.44479 | 1 | 0.20505 | 27563.5524 | 45.1214 | 76.6708 | 110.6045
60s | ASHP | NoPV | ST | Occupant open | EV charging delay | 60s ASHP NoPV ST Occupant open EV charging delay | 11639.2535 | 12826.7912 | 15809.4977 | 12331.2642 | 11639.2535 | 8854.8276 | 10526.1303 | 9812.7991 | 0 | 3971.9637 | 5283.3674 | 2518.4651 | 0 | 10762.2439 | 5283.3674 | 11694.9364 | 0 | 0.36906 | 1 | 0.21535 | 48894.6062 | 62.7915 | 100.0987 | 160.6991
60s | Direct | PV panels | ST | Occupant open | EV charging delay | 60s Direct PV panels ST Occupant open EV charging delay | 7573.4909 | 8237.3283 | 8588.9489 | 7752.5289 | 7573.4909 | 6656.6431 | 7400.0892 | 6594.3451 | 0 | 1580.6852 | 1188.8597 | 1158.1838 | 0 | 3127.5691 | 1188.8597 | 5679.2473 | 0 | 0.5054 | 1 | 0.20393 | 27713.7839 | 42.8084 | 76.6708 | 110.6045
60s | ASHP | PV panels | ST | Occupant open | EV charging delay | 60s ASHP PV panels ST Occupant open EV charging delay | 11648.2354 | 12530.9789 | 14328.4165 | 12089.0898 | 11648.2354 | 8684.3622 | 10528.4693 | 9579.2459 | 0 | 3846.6167 | 3799.9471 | 2509.8439 | 0 | 8836.5921 | 3799.9471 | 11694.9364 | 0 | 0.43531 | 1 | 0.21461 | 48941.3865 | 62.0657 | 100.0987 | 160.6991
This chart isn't available in your version of Excel. Editing this shape or saving this workbook into a different file format will permanently break the chart.

## Window openings
[7 empty] | Cost if no load is shifted |  |  |  | Cost if all load is shifted |  |  |  | Savings/year with shifted heating |  |  |  | Amount of shifted load incentivised |  |  |  | Savings per kWh shifted |  |  |  |  | Max daily shift [kWh]
Building | Heating system | PV panels | Solar thermal | Window openings | Electrical vehicles | Description | Energy rate | Measured power tariff | Tiered rate tariff | Time of use tariff | Energy rate | Measured power tariff | Tiered rate tariff | Time of use tariff | Energy rate | Measured power tariff | Tiered rate tariff | Time of use tariff | Energy rate | Measured power tariff | Tiered rate tariff | Time of use tariff | Energy rate | Measured power tariff | Tiered rate tariff | Time of use tariff | Total demand | Measured power rate | Tiered rate tariff | Time of use tariff
TEK17 | Direct | NoPV | NoST | Normal | NoEV | TEK17 Direct NoPV NoST Normal NoEV | 5204.4689 | 5711.473 | 5913.6204 | 6037.5272 | 5204.4689 | 4940.8427 | 5404.9268 | 4824.6082 | 0 | 770.6304 | 508.6936 | 1212.919 | 0 | 1884.3287 | 508.6936 | 5319.8201 | 0 | 0.40897 | 1 | 0.228 | 17998.5364 | 20.0129 | 19.8707 | 64.1476
TEK17 | ASHP | NoPV | NoST | Normal | NoEV | TEK17 ASHP NoPV NoST Normal NoEV | 7474.3697 | 8562.6948 | 8224.6902 | 8122.7264 | 7474.3697 | 7935.5304 | 7374.2268 | 6909.8074 | 0 | 627.1644 | 850.4633 | 1212.919 | 0 | 844.1288 | 850.4633 | 5319.8201 | 0 | 0.74297 | 1 | 0.228 | 29824.5364 | 21.7769 | 23.2908 | 64.1476
TEK17 | Direct | PV panels | NoST | Normal | NoEV | TEK17 Direct PV panels NoST Normal NoEV | 7474.3697 | 7318.9105 | 7162.9254 | 7626.9632 | 7474.3697 | 6675.0711 | 6685.2268 | 6414.0442 | 0 | 643.8394 | 477.6986 | 1212.919 | 0 | 1164.5024 | 477.6986 | 5319.8201 | 0 | 0.55289 | 1 | 0.228 | 29824.5364 | 20.57 | 24.299 | 64.1476
TEK17 | ASHP | PV panels | NoST | Normal | NoEV | TEK17 ASHP PV panels NoST Normal NoEV | 8365.6249 | 8173.8254 | 9478.225 | 9782.5761 | 8365.6249 | 6581.7265 | 8295.3212 | 7172.4479 | 0 | 1592.099 | 1182.9039 | 2610.1282 | 0 | 3842.2165 | 1182.9039 | 11447.9308 | 0 | 0.41437 | 1 | 0.228 | 34466.4231 | 24.6398 | 68.7441 | 139.2693
TEK17 | Direct | NoPV | ST | Normal | NoEV | TEK17 Direct NoPV ST Normal NoEV | 11139.0303 | 10732.15 | 11822.5185 | 12220.1591 | 11139.0303 | 9174.2286 | 10395.7421 | 9610.0309 | 0 | 1557.9214 | 1426.7763 | 2610.1282 | 0 | 4086.9763 | 1426.7763 | 11447.9308 | 0 | 0.38119 | 1 | 0.228 | 46292.4231 | 38.7767 | 60.1473 | 139.2693
TEK17 | ASHP | NoPV | ST | Normal | NoEV | TEK17 ASHP NoPV ST Normal NoEV | 11139.4105 | 11184.6862 | 11671.3649 | 11972.5785 | 11139.4105 | 8569.834 | 10395.8412 | 9362.4503 | 0 | 2614.8522 | 1275.5238 | 2610.1282 | 0 | 5291.5986 | 1275.5238 | 11447.9308 | 0 | 0.49415 | 1 | 0.228 | 46292.4231 | 32.3132 | 59.9184 | 139.2693
TEK17 | Direct | PV panels | ST | Normal | NoEV | TEK17 Direct PV panels ST Normal NoEV | 4143.045 | 4881.4197 | 4467.8131 | 4525.1058 | 4143.045 | 4623.7564 | 3750.4928 | 4022.4294 | 0 | 257.6634 | 717.3203 | 502.6764 | 0 | 368.142 | 717.3203 | 2204.7208 | 0 | 0.6999 | 1 | 0.228 | 12469.8556 | 14.7431 | 20.2457 | 37.0702
TEK17 | ASHP | PV panels | ST | Normal | NoEV | TEK17 ASHP PV panels ST Normal NoEV | 6917.5218 | 8037.4675 | 7466.8482 | 6963.537 | 6917.5218 | 7790.4964 | 7229.1928 | 6460.8606 | 0 | 246.9711 | 237.6554 | 502.6764 | 0 | 243.6019 | 237.6554 | 2204.7208 | 0 | 1.0138 | 1 | 0.228 | 24295.8556 | 4.8006 | 5.6899 | 37.0702
TEK17 | Direct | NoPV | NoST | Normal | EV charging | TEK17 Direct NoPV NoST Normal EV charging | 6917.5218 | 7246.4008 | 6601.3072 | 6715.6554 | 6917.5218 | 6642.0604 | 5851.1928 | 6212.979 | 0 | 604.3403 | 750.1144 | 502.6764 | 0 | 597.866 | 750.1144 | 2204.7208 | 0 | 1.0108 | 1 | 0.228 | 24295.8556 | 14.2868 | 13.7643 | 37.0702
TEK17 | ASHP | NoPV | NoST | Normal | EV charging | TEK17 ASHP NoPV NoST Normal EV charging | 5680.0693 | 6052.7578 | 6789.5553 | 6475.9533 | 5680.0693 | 5182.8832 | 4472.1012 | 5181.0849 | 0 | 869.8746 | 2317.4541 | 1294.8684 | 0 | 1868.7173 | 2317.4541 | 5679.2473 | 0 | 0.46549 | 1 | 0.228 | 20476.6968 | 26.9148 | 92.6852 | 110.6045
TEK17 | Direct | PV panels | NoST | Normal | EV charging | TEK17 Direct PV panels NoST Normal EV charging | 8454.5527 | 9010.4875 | 9175.6458 | 8914.3898 | 8454.5527 | 8220.2428 | 8318.5348 | 7619.5214 | 0 | 790.2447 | 857.111 | 1294.8684 | 0 | 1412.03 | 857.111 | 5679.2473 | 0 | 0.55965 | 1 | 0.228 | 32302.6968 | 41.2814 | 61.0553 | 110.6045
TEK17 | ASHP | PV panels | NoST | Normal | EV charging | TEK17 ASHP PV panels NoST Normal EV charging | 8453.8615 | 8759.1641 | 8935.3057 | 8665.961 | 8453.8615 | 7207.8158 | 7629.3548 | 7371.0926 | 0 | 1551.3482 | 1305.9509 | 1294.8684 | 0 | 2740.1177 | 1305.9509 | 5679.2473 | 0 | 0.56616 | 1 | 0.228 | 32302.6968 | 33.9294 | 80.5572 | 110.6045
TEK17 | Direct | NoPV | ST | Normal | EV charging | TEK17 Direct NoPV ST Normal EV charging | 4600.2239 | 5431.6197 | 5720.5763 | 5353.9408 | 4600.2239 | 4655.5479 | 5247.5713 | 4286.5399 | 0 | 776.0718 | 473.005 | 1067.4009 | 0 | 1848.4319 | 473.005 | 5319.8201 | 0 | 0.41985 | 1 | 0.20065 | 14851.4266 | 23.5885 | 19.0136 | 64.1476
TEK17 | ASHP | NoPV | ST | Normal | EV charging | TEK17 ASHP NoPV ST Normal EV charging | 7351.9798 | 8428.6391 | 8174.6559 | 7776.3586 | 7351.9798 | 7793.2319 | 7342.3545 | 6703.2122 | 0 | 635.4073 | 832.3015 | 1073.1464 | 0 | 838.21 | 832.3015 | 5319.8201 | 0 | 0.75805 | 1 | 0.20173 | 26560.1191 | 21.5034 | 23.0173 | 64.1476
TEK17 | Direct | PV panels | ST | Normal | EV charging | TEK17 Direct PV panels ST Normal EV charging | 7374.7007 | 8189.3624 | 7803.424 | 7544.4904 | 7374.7007 | 6684.3621 | 6659.2713 | 6477.0895 | 0 | 1505.0003 | 1144.1527 | 1067.4009 | 0 | 2054.0282 | 1144.1527 | 5319.8201 | 0 | 0.73271 | 1 | 0.20065 | 26677.4266 | 24.3115 | 23.6011 | 64.1476
TEK17 | ASHP | PV panels | ST | Normal | EV charging | TEK17 ASHP PV panels ST Normal EV charging | 7656.8251 | 7880.8343 | 9226.4528 | 8989.4455 | 7656.8251 | 6157.0488 | 8110.7379 | 6562.8889 | 0 | 1723.7855 | 1115.7149 | 2426.5566 | 0 | 4428.1397 | 1115.7149 | 11447.9308 | 0 | 0.38928 | 1 | 0.21196 | 30774.7576 | 35.5471 | 64.9801 | 139.2693
TEK17 | Direct | NoPV | NoST | Normal | EV charging delay | TEK17 Direct NoPV NoST Normal EV charging delay | 10411.2156 | 10450.3468 | 11609.5197 | 11415.0344 | 10411.2156 | 8818.3949 | 10206.2071 | 8981.4321 | 0 | 1631.9519 | 1403.3126 | 2433.6023 | 0 | 4409.272 | 1403.3126 | 11447.9308 | 0 | 0.37012 | 1 | 0.21258 | 42496.1415 | 44.792 | 59.2902 | 139.2693
TEK17 | ASHP | NoPV | NoST | Normal | EV charging delay | TEK17 ASHP NoPV NoST Normal EV charging delay | 10431.3019 | 10910.523 | 11461.6734 | 11179.9951 | 10431.3019 | 8161.0158 | 10211.4379 | 8753.4385 | 0 | 2749.5072 | 1250.2355 | 2426.5566 | 0 | 6297.9982 | 1250.2355 | 11447.9308 | 0 | 0.43657 | 1 | 0.21196 | 42600.7576 | 45.6536 | 59.0613 | 139.2693
TEK17 | Direct | PV panels | NoST | Normal | EV charging delay | TEK17 Direct PV panels NoST Normal EV charging delay | 3636.2909 | 4642.7144 | 4227.5718 | 3968.3088 | 3636.2909 | 4381.363 | 3618.5255 | 3553.8356 | 0 | 261.3515 | 609.0463 | 414.4732 | 0 | 351.307 | 609.0463 | 2204.7208 | 0 | 0.74394 | 1 | 0.18799 | 9830.9868 | 14.0452 | 19.5046 | 37.0702
TEK17 | ASHP | PV panels | NoST | Normal | EV charging delay | TEK17 ASHP PV panels NoST Normal EV charging delay | 6383.7808 | 7792.2097 | 7211.4464 | 6385.3161 | 6383.7808 | 7541.0751 | 6401.1977 | 5967.5233 | 0 | 251.1345 | 810.2487 | 417.7929 | 0 | 245.6258 | 810.2487 | 2204.7208 | 0 | 1.0224 | 1 | 0.1895 | 21515.9544 | 4.8006 | 13.3446 | 37.0702
TEK17 | Direct | NoPV | ST | Normal | EV charging delay | TEK17 Direct NoPV ST Normal EV charging delay | 6410.859 | 7004.2008 | 6402.8068 | 6158.9308 | 6410.859 | 6406.8626 | 5719.2493 | 5744.4575 | 0 | 597.3381 | 683.5575 | 414.4732 | 0 | 605.2963 | 683.5575 | 2204.7208 | 0 | 0.98685 | 1 | 0.18799 | 21656.9868 | 14.1298 | 13.65 | 37.0702
TEK17 | ASHP | NoPV | ST | Normal | EV charging delay | TEK17 ASHP NoPV ST Normal EV charging delay | 5091.0763 | 5797.8401 | 6567.4484 | 5817.0097 | 5091.0763 | 4888.9336 | 5375.4495 | 4654.4052 | 0 | 908.9065 | 1191.9989 | 1162.6045 | 0 | 1939.2746 | 1191.9989 | 5679.2473 | 0 | 0.46868 | 1 | 0.20471 | 17408.9902 | 34.4722 | 86.3477 | 110.6045
TEK17 | Direct | PV panels | ST | Normal | EV charging delay | TEK17 Direct PV panels ST Normal EV charging delay | 7841.2738 | 8754.4159 | 9002.9691 | 8238.092 | 7841.2738 | 7940.1409 | 8158.8268 | 7070.0699 | 0 | 814.2749 | 844.1423 | 1168.022 | 0 | 1457.9623 | 844.1423 | 5679.2473 | 0 | 0.5585 | 1 | 0.20566 | 29108.5358 | 44.2255 | 60.1982 | 110.6045
TEK17 | ASHP | PV panels | ST | Normal | EV charging delay | TEK17 ASHP PV panels ST Normal EV charging delay | 7865.5531 | 8489.121 | 8756.0316 | 8007.5593 | 7865.5531 | 6920.3813 | 7476.1495 | 6844.9548 | 0 | 1568.7398 | 1279.8821 | 1162.6045 | 0 | 3011.6938 | 1279.8821 | 5679.2473 | 0 | 0.52088 | 1 | 0.20471 | 29234.9902 | 44.4315 | 79.0759 | 110.6045
60s | Direct | NoPV | NoST | Normal | NoEV | 60s Direct NoPV NoST Normal NoEV | 4874.7443 | 5206.3525 | 5716.6738 | 5751.8358 | 4874.7443 | 4208.4601 | 5319.0586 | 4538.9168 | 0 | 997.8924 | 397.6152 | 1212.919 | 0 | 2303.1417 | 397.6152 | 5319.8201 | 0 | 0.43327 | 1 | 0.228 | 16281.1717 | 18.4764 | 17.783 | 64.1476
60s | ASHP | NoPV | NoST | Normal | NoEV | 60s ASHP NoPV NoST Normal NoEV | 7649.2211 | 7844.4414 | 8008.7236 | 8190.267 | 7649.2211 | 7188.5723 | 7419.7586 | 6977.348 | 0 | 655.8691 | 588.965 | 1212.919 | 0 | 1199.992 | 588.965 | 5319.8201 | 0 | 0.54656 | 1 | 0.228 | 28107.1717 | 28.1765 | 21.4628 | 64.1476
60s | Direct | PV panels | NoST | Normal | NoEV | 60s Direct PV panels NoST Normal NoEV | 7649.2211 | 8171.1947 | 7787.1686 | 7942.3854 | 7649.2211 | 6667.3854 | 6730.7586 | 6729.4664 | 0 | 1503.8094 | 1056.41 | 1212.919 | 0 | 1923.7691 | 1056.41 | 5319.8201 | 0 | 0.7817 | 1 | 0.228 | 28107.1717 | 19.6428 | 22.1156 | 64.1476
60s | ASHP | PV panels | NoST | Normal | NoEV | 60s ASHP PV panels NoST Normal NoEV | 8034.8386 | 7881.2636 | 9250.551 | 9496.0442 | 8034.8386 | 6053.4276 | 8209.1764 | 6885.9159 | 0 | 1827.8359 | 1041.3745 | 2610.1282 | 0 | 4057.9472 | 1041.3745 | 11447.9308 | 0 | 0.45043 | 1 | 0.228 | 32749.0584 | 23.1444 | 66.3854 | 139.2693
60s | Direct | NoPV | ST | Normal | NoEV | 60s Direct NoPV ST Normal NoEV | 10809.322 | 9965.1965 | 11488.4673 | 11934.4806 | 10809.322 | 8459.453 | 10309.8782 | 9324.3524 | 0 | 1505.7435 | 1178.5892 | 2610.1282 | 0 | 4648.118 | 1178.5892 | 11447.9308 | 0 | 0.32395 | 1 | 0.228 | 44575.0584 | 37.353 | 57.848 | 139.2693
60s | ASHP | NoPV | ST | Normal | NoEV | 60s ASHP NoPV ST Normal NoEV | 10810.3771 | 10969.5697 | 11485.1905 | 11687.4343 | 10810.3771 | 8282.7813 | 10310.1529 | 9077.3061 | 0 | 2686.7884 | 1175.0376 | 2610.1282 | 0 | 5433.0056 | 1175.0376 | 11447.9308 | 0 | 0.49453 | 1 | 0.228 | 44575.0584 | 31.4291 | 57.5133 | 139.2693
60s | Direct | PV panels | ST | Normal | NoEV | 60s Direct PV panels ST Normal NoEV | 3813.3302 | 4184.2006 | 4043.5 | 4239.422 | 3813.3302 | 3823.008 | 3664.6271 | 3736.7457 | 0 | 361.1926 | 378.873 | 502.6764 | 0 | 602.4478 | 378.873 | 2204.7208 | 0 | 0.59954 | 1 | 0.228 | 10752.4908 | 16.313 | 18.225 | 37.0702
60s | ASHP | PV panels | ST | Normal | NoEV | 60s ASHP PV panels ST Normal NoEV | 6587.807 | 7171.05 | 6832.9657 | 6677.8532 | 6587.807 | 6911.3173 | 6454.3271 | 6175.1769 | 0 | 259.7327 | 378.6387 | 502.6764 | 0 | 273.3072 | 378.6387 | 2204.7208 | 0 | 0.95033 | 1 | 0.228 | 22578.4908 | 8.3337 | 11.6644 | 37.0702
60s | Direct | NoPV | NoST | Normal | EV charging | 60s Direct NoPV NoST Normal EV charging | 6587.7973 | 6947.2949 | 6360.9837 | 6429.964 | 6587.7973 | 6348.73 | 5765.3245 | 5927.2876 | 0 | 598.5649 | 595.6591 | 502.6764 | 0 | 610.5594 | 595.6591 | 2204.7208 | 0 | 0.98035 | 1 | 0.228 | 22578.4908 | 10.5096 | 11.9527 | 37.0702
60s | ASHP | NoPV | NoST | Normal | EV charging | 60s ASHP NoPV NoST Normal EV charging | 5350.3513 | 5532.1997 | 6574.7101 | 6190.2672 | 5350.3513 | 4477.1095 | 5442.9666 | 4895.3988 | 0 | 1055.0902 | 1131.7435 | 1294.8684 | 0 | 2221.8213 | 1131.7435 | 5679.2473 | 0 | 0.47488 | 1 | 0.228 | 18759.3321 | 25.4193 | 90.2954 | 110.6045
60s | Direct | PV panels | NoST | Normal | EV charging | 60s Direct PV panels NoST Normal EV charging | 8124.8281 | 8175.6838 | 8872.5134 | 8628.6984 | 8124.8281 | 7362.7055 | 7543.6666 | 7333.83 | 0 | 812.9783 | 1328.8468 | 1294.8684 | 0 | 1812.8547 | 1328.8468 | 5679.2473 | 0 | 0.44845 | 1 | 0.228 | 30585.3321 | 39.8576 | 78.2638 | 110.6045
60s | ASHP | PV panels | NoST | Normal | EV charging | 60s ASHP PV panels NoST Normal EV charging | 8124.8281 | 8477.0966 | 8755.028 | 8380.8168 | 8124.8281 | 6909.8674 | 7543.6666 | 7085.9484 | 0 | 1567.2292 | 1211.3614 | 1294.8684 | 0 | 2878.0347 | 1211.3614 | 5679.2473 | 0 | 0.54455 | 1 | 0.228 | 30585.3321 | 32.8872 | 78.2638 | 110.6045
60s | Direct | NoPV | ST | Normal | EV charging | 60s Direct NoPV ST Normal EV charging | 4308.1252 | 4929.0814 | 5480.7062 | 5098.299 | 4308.1252 | 3880.8637 | 4482.5015 | 4035.8086 | 0 | 1048.2177 | 998.2047 | 1062.4905 | 0 | 2422.3365 | 998.2047 | 5319.8201 | 0 | 0.43273 | 1 | 0.19972 | 13331.0764 | 22.6398 | 27.9259 | 64.1476
60s | ASHP | NoPV | ST | Normal | EV charging | 60s ASHP NoPV ST Normal EV charging | 7055.8278 | 7627.1812 | 7844.8461 | 7517.6452 | 7055.8278 | 6965.5487 | 7265.2291 | 6448.3798 | 0 | 661.6325 | 579.617 | 1069.2654 | 0 | 1162.9975 | 579.617 | 5319.8201 | 0 | 0.5689 | 1 | 0.201 | 25016.5816 | 27.7315 | 21.1894 | 64.1476
60s | Direct | PV panels | ST | Normal | EV charging | 60s Direct PV panels ST Normal EV charging | 7082.8028 | 7941.679 | 7610.842 | 7289.0077 | 7082.8028 | 6421.5695 | 6583.2538 | 6226.5172 | 0 | 1520.1095 | 1027.5882 | 1062.4905 | 0 | 2034.4288 | 1027.5882 | 5319.8201 | 0 | 0.74719 | 1 | 0.19972 | 25157.0764 | 21.7608 | 21.4811 | 64.1476
60s | ASHP | PV panels | ST | Normal | EV charging | 60s ASHP PV panels ST Normal EV charging | 7356.0036 | 7611.4279 | 9012.7963 | 8724.3816 | 7356.0036 | 5614.4712 | 8032.3965 | 6306.1939 | 0 | 1996.9567 | 980.3998 | 2418.1877 | 0 | 4805.9459 | 980.3998 | 11447.9308 | 0 | 0.41552 | 1 | 0.21123 | 29207.9297 | 34.197 | 62.6867 | 139.2693
60s | Direct | NoPV | NoST | Normal | EV charging delay | 60s Direct NoPV NoST Normal EV charging delay | 10105.6063 | 9732.3049 | 11285.429 | 11146.7217 | 10105.6063 | 8100.7182 | 10126.6189 | 8720.001 | 0 | 1631.5867 | 1158.8101 | 2426.7207 | 0 | 5294.32 | 1158.8101 | 11447.9308 | 0 | 0.30818 | 1 | 0.21198 | 40909.9071 | 43.3682 | 56.9909 | 139.2693
60s | ASHP | NoPV | NoST | Normal | EV charging delay | 60s ASHP NoPV NoST Normal EV charging delay | 10130.4804 | 10719.5691 | 11286.3765 | 10914.9312 | 10130.4804 | 7901.8469 | 10133.0965 | 8496.7435 | 0 | 2817.7222 | 1153.28 | 2418.1877 | 0 | 6388.5303 | 1153.28 | 11447.9308 | 0 | 0.44106 | 1 | 0.21123 | 41033.9297 | 44.3925 | 56.6562 | 139.2693
60s | Direct | PV panels | NoST | Normal | EV charging delay | 60s Direct PV panels NoST Normal EV charging delay | 3348.8692 | 3921.987 | 3893.0307 | 3718.4206 | 3348.8692 | 3568.9215 | 3543.6737 | 3306.44 | 0 | 353.0654 | 349.357 | 411.9807 | 0 | 587.8029 | 349.357 | 2204.7208 | 0 | 0.60065 | 1 | 0.18686 | 8333.4739 | 19.5383 | 17.5271 | 37.0702
60s | ASHP | PV panels | NoST | Normal | EV charging delay | 60s ASHP PV panels NoST Normal EV charging delay | 6091.1785 | 6977.3765 | 6699.4187 | 6131.0958 | 6091.1785 | 6714.3164 | 6324.9967 | 5715.1792 | 0 | 263.0601 | 374.422 | 415.9166 | 0 | 271.38 | 374.422 | 2204.7208 | 0 | 0.96934 | 1 | 0.18865 | 19991.9347 | 8.1201 | 11.391 | 37.0702
60s | Direct | NoPV | ST | Normal | EV charging delay | 60s Direct NoPV ST Normal EV charging delay | 6123.346 | 6737.6505 | 6211.798 | 5908.9702 | 6123.346 | 6147.1768 | 5644.3737 | 5496.9896 | 0 | 590.4737 | 567.4243 | 411.9807 | 0 | 612.9192 | 567.4243 | 2204.7208 | 0 | 0.96338 | 1 | 0.18686 | 20159.4739 | 10.3954 | 11.8385 | 37.0702
60s | ASHP | NoPV | ST | Normal | EV charging delay | 60s ASHP NoPV ST Normal EV charging delay | 4799.0141 | 5255.9204 | 6366.3653 | 5561.9793 | 4799.0141 | 4146.9006 | 5299.3892 | 4403.7955 | 0 | 1109.0198 | 1066.9761 | 1158.1838 | 0 | 2516.7693 | 1066.9761 | 5679.2473 | 0 | 0.44065 | 1 | 0.20393 | 15887.7839 | 32.729 | 83.9616 | 110.6045
60s | Direct | PV panels | ST | Normal | EV charging delay | 60s Direct PV panels ST Normal EV charging delay | 7544.1761 | 7964.2102 | 8696.6434 | 7979.1388 | 7544.1761 | 7128.8669 | 7392.4551 | 6814.5883 | 0 | 835.3433 | 1304.1882 | 1164.5505 | 0 | 1878.0802 | 1304.1882 | 5679.2473 | 0 | 0.44479 | 1 | 0.20505 | 27563.5524 | 45.1214 | 76.6708 | 110.6045
60s | ASHP | PV panels | ST | Normal | EV charging delay | 60s ASHP PV panels ST Normal EV charging delay | 7573.4909 | 8237.3283 | 8588.9489 | 7752.5289 | 7573.4909 | 6656.6431 | 7400.0892 | 6594.3451 | 0 | 1580.6852 | 1188.8597 | 1158.1838 | 0 | 3127.5691 | 1188.8597 | 5679.2473 | 0 | 0.5054 | 1 | 0.20393 | 27713.7839 | 42.8084 | 76.6708 | 110.6045
TEK17 | Direct | NoPV | NoST | Occupant open | NoEV | TEK17 Direct NoPV NoST Occupant open NoEV | 12363.2632 | 13279.1207 | 16226.5089 | 13170.316 | 12363.2632 | 8884.4294 | 10714.5125 | 9935.9692 | 0 | 4394.6913 | 5511.9964 | 3234.3467 | 0 | 13242.366 | 5511.9964 | 14185.7313 | 0 | 0.33187 | 1 | 0.228 | 55290.2496 | 48.9689 | 58.6312 | 164.1332
TEK17 | ASHP | NoPV | NoST | Occupant open | NoEV | TEK17 ASHP NoPV NoST Occupant open NoEV | 15137.74 | 16386.8509 | 24482.6792 | 15608.7472 | 15137.74 | 11010.2355 | 11437.2125 | 12374.4004 | 0 | 5376.6155 | 13045.4667 | 3234.3467 | 0 | 16072.983 | 13045.4667 | 14185.7313 | 0 | 0.33451 | 1 | 0.228 | 67116.2496 | 68.707 | 87.4787 | 164.1332
TEK17 | Direct | PV panels | NoST | Occupant open | NoEV | TEK17 Direct PV panels NoST Occupant open NoEV | 15137.74 | 15620.2284 | 19738.7955 | 15360.8656 | 15137.74 | 10769.1343 | 11437.2125 | 12126.5188 | 0 | 4851.0941 | 8301.583 | 3234.3467 | 0 | 12091.3764 | 8301.583 | 14185.7313 | 0 | 0.4012 | 1 | 0.228 | 67116.2496 | 57.8241 | 78.246 | 164.1332
TEK17 | ASHP | PV panels | NoST | Occupant open | NoEV | TEK17 ASHP PV panels NoST Occupant open NoEV | 14859.6062 | 14652.9894 | 19921.6278 | 16005.2836 | 14859.6062 | 10523.4116 | 11364.7452 | 11776.1406 | 0 | 4129.5778 | 8556.8825 | 4229.143 | 0 | 11284.784 | 8556.8825 | 18548.873 | 0 | 0.36594 | 1 | 0.228 | 68294.9045 | 44.4248 | 115.6978 | 192.076
TEK17 | Direct | NoPV | ST | Occupant open | NoEV | TEK17 Direct NoPV ST Occupant open NoEV | 17634.083 | 17745.3873 | 29826.8368 | 18443.7148 | 17634.083 | 12570.8914 | 12087.4452 | 14214.5718 | 0 | 5174.4959 | 17739.3916 | 4229.143 | 0 | 14665.4195 | 17739.3916 | 18548.873 | 0 | 0.35284 | 1 | 0.228 | 80120.9045 | 63.2916 | 148.0978 | 192.076
TEK17 | ASHP | NoPV | ST | Occupant open | NoEV | TEK17 ASHP NoPV ST Occupant open NoEV | 17634.083 | 17096.1459 | 26919.3696 | 18195.8332 | 17634.083 | 12396.5862 | 12087.4452 | 13966.6902 | 0 | 4699.5597 | 14831.9244 | 4229.143 | 0 | 11852.2661 | 14831.9244 | 18548.873 | 0 | 0.39651 | 1 | 0.228 | 80120.9045 | 56.0316 | 148.0978 | 192.076
TEK17 | Direct | PV panels | ST | Occupant open | NoEV | TEK17 Direct PV panels ST Occupant open NoEV | 8135.8763 | 9393.7457 | 10208.8352 | 8913.8031 | 8135.8763 | 6296.7555 | 8924.4715 | 6937.2665 | 0 | 3096.9902 | 1284.3637 | 1976.5365 | 0 | 8268.5826 | 1284.3637 | 8669.0199 | 0 | 0.37455 | 1 | 0.228 | 33269.4305 | 47.8436 | 38.0326 | 132.7563
TEK17 | ASHP | PV panels | ST | Occupant open | NoEV | TEK17 ASHP PV panels ST Occupant open NoEV | 10910.3531 | 12527.3165 | 14271.9555 | 11352.2343 | 10910.3531 | 8980.3128 | 10336.1715 | 9375.6977 | 0 | 3547.0037 | 3935.7839 | 1976.5365 | 0 | 9095.4212 | 3935.7839 | 8669.0199 | 0 | 0.38998 | 1 | 0.228 | 45095.4305 | 67.8742 | 55.4453 | 132.7563
TEK17 | Direct | NoPV | NoST | Occupant open | EV charging | TEK17 Direct NoPV NoST Occupant open EV charging | 10910.3531 | 11821.4903 | 11974.4867 | 11104.3527 | 10910.3531 | 8282.5855 | 10336.1715 | 9127.8161 | 0 | 3538.9048 | 1638.3152 | 1976.5365 | 0 | 6955.7402 | 1638.3152 | 8669.0199 | 0 | 0.50877 | 1 | 0.228 | 45095.4305 | 53.1757 | 39.6054 | 132.7563
TEK17 | ASHP | NoPV | NoST | Occupant open | EV charging | TEK17 ASHP NoPV NoST Occupant open EV charging | 9883.9446 | 10561.021 | 11686.8957 | 10917.0252 | 9883.9446 | 7391.0937 | 10068.8411 | 8250.5797 | 0 | 3169.9273 | 1618.0546 | 2666.4455 | 0 | 7642.247 | 1618.0546 | 11694.9364 | 0 | 0.41479 | 1 | 0.228 | 42376.8212 | 42.8446 | 70.9843 | 160.6991
TEK17 | Direct | PV panels | NoST | Occupant open | EV charging | TEK17 Direct PV panels NoST Occupant open EV charging | 12658.4214 | 13671.8818 | 16780.1921 | 13355.4564 | 12658.4214 | 9873.4446 | 10791.5411 | 10689.0109 | 0 | 3798.4372 | 5988.6511 | 2666.4455 | 0 | 9511.6437 | 5988.6511 | 11694.9364 | 0 | 0.39935 | 1 | 0.228 | 54202.8212 | 59.7327 | 103.3843 | 160.6991
TEK17 | ASHP | PV panels | NoST | Occupant open | EV charging | TEK17 ASHP PV panels NoST Occupant open EV charging | 12658.4214 | 13082.0266 | 14915.9002 | 13107.5748 | 12658.4214 | 9353.9883 | 10791.5411 | 10441.1293 | 0 | 3728.0383 | 4124.3591 | 2666.4455 | 0 | 7893.4591 | 4124.3591 | 11694.9364 | 0 | 0.47229 | 1 | 0.228 | 54202.8212 | 54.2857 | 103.3843 | 160.6991
TEK17 | Direct | NoPV | ST | Occupant open | EV charging | TEK17 Direct NoPV ST Occupant open EV charging | 11626.8432 | 13006.3811 | 15409.0536 | 12391.6467 | 11626.8432 | 8395.5695 | 10522.7365 | 9312.5933 | 0 | 4610.8116 | 4886.3171 | 3079.0534 | 0 | 13262.8816 | 4886.3171 | 14185.7313 | 0 | 0.34765 | 1 | 0.21705 | 51454.7291 | 52.8146 | 51.8475 | 164.1332
TEK17 | ASHP | NoPV | ST | Occupant open | EV charging | TEK17 ASHP NoPV ST Occupant open EV charging | 14394.9239 | 16117.1145 | 23395.1641 | 14826.0138 | 14394.9239 | 10553.5362 | 11243.7708 | 11739.8745 | 0 | 5563.5783 | 12151.3933 | 3086.1392 | 0 | 16452.218 | 12151.3933 | 14185.7313 | 0 | 0.33817 | 1 | 0.21755 | 63247.4162 | 72.9402 | 80.6949 | 164.1332
TEK17 | Direct | PV panels | ST | Occupant open | EV charging | TEK17 Direct PV panels ST Occupant open EV charging | 14401.32 | 15379.6046 | 18902.1175 | 14582.1963 | 14401.32 | 10293.7712 | 11245.4365 | 11503.1429 | 0 | 5085.8334 | 7656.6811 | 3079.0534 | 0 | 12944.8383 | 7656.6811 | 14185.7313 | 0 | 0.39289 | 1 | 0.21705 | 63280.7291 | 65.4185 | 71.6925 | 164.1332
TEK17 | ASHP | PV panels | ST | Occupant open | EV charging | TEK17 ASHP PV panels ST Occupant open EV charging | 14063.6363 | 14370.3034 | 18933.7933 | 15154.9067 | 14063.6363 | 9992.9755 | 11157.4614 | 11111.049 | 0 | 4377.3279 | 7776.3319 | 4043.8577 | 0 | 11874.0285 | 7776.3319 | 18548.873 | 0 | 0.36865 | 1 | 0.21801 | 64149.2281 | 54.4633 | 108.9141 | 192.076
TEK17 | Direct | NoPV | NoST | Occupant open | EV charging delay | TEK17 Direct NoPV NoST Occupant open EV charging delay | 16831.8813 | 17465.7351 | 28579.0347 | 17589.3781 | 16831.8813 | 12059.5553 | 11878.5385 | 13538.4245 | 0 | 5406.1799 | 16700.4962 | 4050.9536 | 0 | 15421.3791 | 16700.4962 | 18548.873 | 0 | 0.35056 | 1 | 0.21839 | 75942.7706 | 67.9894 | 141.3141 | 192.076
TEK17 | ASHP | NoPV | NoST | Occupant open | EV charging delay | TEK17 ASHP NoPV NoST Occupant open EV charging delay | 16838.1131 | 16847.1703 | 25912.1408 | 17345.4563 | 16838.1131 | 11878.8652 | 11880.1614 | 13301.5986 | 0 | 4968.3052 | 14031.9794 | 4043.8577 | 0 | 13184.8701 | 14031.9794 | 18548.873 | 0 | 0.37682 | 1 | 0.21801 | 75975.2281 | 65.9293 | 141.3141 | 192.076
TEK17 | Direct | PV panels | NoST | Occupant open | EV charging delay | TEK17 Direct PV panels NoST Occupant open EV charging delay | 7484.0301 | 9130.6981 | 9980.3381 | 8232.4856 | 7484.0301 | 5907.9376 | 8754.7199 | 6372.7013 | 0 | 3222.7605 | 1225.6182 | 1859.7843 | 0 | 8218.2275 | 1225.6182 | 8669.0199 | 0 | 0.39215 | 1 | 0.21453 | 29874.3981 | 50.1289 | 36.2308 | 132.7563
TEK17 | ASHP | PV panels | NoST | Occupant open | EV charging delay | TEK17 ASHP PV panels NoST Occupant open EV charging delay | 10250.6468 | 12269.1844 | 13942.1592 | 10665.9224 | 10250.6468 | 8653.1998 | 10164.373 | 8799.0523 | 0 | 3615.9846 | 3777.7861 | 1866.8701 | 0 | 9046.2524 | 3777.7861 | 8669.0199 | 0 | 0.39972 | 1 | 0.21535 | 41659.4602 | 70.3789 | 55.2861 | 132.7563
TEK17 | Direct | NoPV | ST | Occupant open | EV charging delay | TEK17 Direct NoPV ST Occupant open EV charging delay | 10258.5069 | 11608.4985 | 11781.2882 | 10423.0352 | 10258.5069 | 7912.0747 | 10166.4199 | 8563.2509 | 0 | 3696.4239 | 1614.8683 | 1859.7843 | 0 | 7496.7458 | 1614.8683 | 8669.0199 | 0 | 0.49307 | 1 | 0.21453 | 41700.3981 | 57.1361 | 39.4462 | 132.7563
TEK17 | ASHP | NoPV | ST | Occupant open | EV charging delay | TEK17 ASHP NoPV ST Occupant open EV charging delay | 9178.3214 | 10291.5411 | 11456.0152 | 10164.0008 | 9178.3214 | 6957.6314 | 9885.085 | 7647.5407 | 0 | 3333.9097 | 1570.9302 | 2516.4601 | 0 | 7995.5644 | 1570.9302 | 11694.9364 | 0 | 0.41697 | 1 | 0.21518 | 38701.7005 | 51.7531 | 69.8441 | 160.6991
TEK17 | Direct | PV panels | ST | Occupant open | EV charging delay | TEK17 Direct PV panels ST Occupant open EV charging delay | 11945.0938 | 13404.891 | 16396.3701 | 12597.5365 | 11945.0938 | 9489.5827 | 10605.7787 | 10073.9805 | 0 | 3915.3082 | 5790.5914 | 2523.556 | 0 | 9794.1088 | 5790.5914 | 11694.9364 | 0 | 0.39976 | 1 | 0.21578 | 50487.5735 | 64.4541 | 102.2441 | 160.6991
TEK17 | ASHP | PV panels | ST | Occupant open | EV charging delay | TEK17 ASHP PV panels ST Occupant open EV charging delay | 11952.7982 | 12859.1929 | 14675.1806 | 12354.5504 | 11952.7982 | 8940.9755 | 10607.785 | 9838.0903 | 0 | 3918.2174 | 4067.3956 | 2516.4601 | 0 | 8846.3106 | 4067.3956 | 11694.9364 | 0 | 0.44292 | 1 | 0.21518 | 50527.7005 | 63.595 | 102.2441 | 160.6991
60s | Direct | NoPV | NoST | Occupant open | NoEV | 60s Direct NoPV NoST Occupant open NoEV | 12033.5386 | 12765.0041 | 15361.2132 | 12884.6246 | 12033.5386 | 8597.3097 | 10628.6442 | 9650.2778 | 0 | 4167.6944 | 4732.5689 | 3234.3467 | 0 | 12892.9567 | 4732.5689 | 14185.7313 | 0 | 0.32325 | 1 | 0.228 | 53572.8849 | 47.8621 | 57.2238 | 164.1332
60s | ASHP | NoPV | NoST | Occupant open | NoEV | 60s ASHP NoPV NoST Occupant open NoEV | 14808.0154 | 15796.9185 | 23426.3213 | 15323.0558 | 14808.0154 | 10558.2959 | 11351.3442 | 12088.709 | 0 | 5238.6226 | 12074.9771 | 3234.3467 | 0 | 16348.4433 | 12074.9771 | 14185.7313 | 0 | 0.32044 | 1 | 0.228 | 65398.8849 | 67.505 | 86.0645 | 164.1332
60s | Direct | PV panels | NoST | Occupant open | NoEV | 60s Direct PV panels NoST Occupant open NoEV | 14808.0154 | 15240.0723 | 18770.453 | 15075.1742 | 14808.0154 | 10525.2915 | 11351.3442 | 11840.8274 | 0 | 4714.7809 | 7419.1087 | 3234.3467 | 0 | 11836.4528 | 7419.1087 | 14185.7313 | 0 | 0.39833 | 1 | 0.228 | 65398.8849 | 56.9214 | 76.5751 | 164.1332
60s | ASHP | PV panels | NoST | Occupant open | NoEV | 60s ASHP PV panels NoST Occupant open NoEV | 14529.8816 | 14163.6784 | 18996.0599 | 15719.5922 | 14529.8816 | 10251.0702 | 11278.877 | 11490.4492 | 0 | 3912.6083 | 7717.1829 | 4229.143 | 0 | 10988.3182 | 7717.1829 | 18548.873 | 0 | 0.35607 | 1 | 0.228 | 66577.5398 | 42.9767 | 114.0949 | 192.076
60s | Direct | NoPV | ST | Occupant open | NoEV | 60s Direct NoPV ST Occupant open NoEV | 17304.3584 | 17180.393 | 28706.9217 | 18158.0234 | 17304.3584 | 12177.3245 | 12001.577 | 13928.8804 | 0 | 5003.0686 | 16705.3447 | 4229.143 | 0 | 14776.7757 | 16705.3447 | 18548.873 | 0 | 0.33858 | 1 | 0.228 | 78403.5398 | 61.8767 | 146.4949 | 192.076
60s | ASHP | NoPV | ST | Occupant open | NoEV | 60s ASHP NoPV ST Occupant open NoEV | 17304.3584 | 16743.5309 | 25868.8592 | 17910.1418 | 17304.3584 | 12158.7624 | 12001.577 | 13680.9988 | 0 | 4584.7684 | 13867.2822 | 4229.143 | 0 | 11651.2899 | 13867.2822 | 18548.873 | 0 | 0.3935 | 1 | 0.228 | 78403.5398 | 55.3748 | 146.4949 | 192.076
60s | Direct | PV panels | ST | Occupant open | NoEV | 60s Direct PV panels ST Occupant open NoEV | 7806.1517 | 8845.1269 | 9880.9956 | 8628.1116 | 7806.1517 | 5827.2216 | 8838.6033 | 6651.5751 | 0 | 3017.9052 | 1042.3923 | 1976.5365 | 0 | 8482.3263 | 1042.3923 | 8669.0199 | 0 | 0.35579 | 1 | 0.228 | 31552.0658 | 46.5567 | 36.6252 | 132.7563
60s | ASHP | PV panels | ST | Occupant open | NoEV | 60s ASHP PV panels ST Occupant open NoEV | 10580.6285 | 11881.942 | 13692.9588 | 11066.5428 | 10580.6285 | 8230.1888 | 10250.3033 | 9090.0063 | 0 | 3651.7532 | 3442.6555 | 1976.5365 | 0 | 10326.5066 | 3442.6555 | 8669.0199 | 0 | 0.35363 | 1 | 0.228 | 43378.0658 | 66.6722 | 53.7379 | 132.7563
60s | Direct | NoPV | NoST | Occupant open | EV charging | 60s Direct NoPV NoST Occupant open EV charging | 10580.6285 | 11470.5434 | 11731.0892 | 10818.6612 | 10580.6285 | 7994.602 | 10250.3033 | 8842.1247 | 0 | 3475.9413 | 1480.7859 | 1976.5365 | 0 | 6827.7151 | 1480.7859 | 8669.0199 | 0 | 0.50909 | 1 | 0.228 | 43378.0658 | 52.6283 | 37.6362 | 132.7563
60s | ASHP | NoPV | NoST | Occupant open | EV charging | 60s ASHP NoPV NoST Occupant open EV charging | 9554.22 | 10039.4459 | 11375.5826 | 10631.3338 | 9554.22 | 6969.8641 | 9982.9728 | 7964.8883 | 0 | 3069.5817 | 1392.6098 | 2666.4455 | 0 | 7744.9524 | 1392.6098 | 11694.9364 | 0 | 0.39633 | 1 | 0.228 | 40659.4565 | 41.4944 | 68.5671 | 160.6991
60s | Direct | PV panels | NoST | Occupant open | EV charging | 60s Direct PV panels NoST Occupant open EV charging | 12328.6968 | 13054.8161 | 16162.4746 | 13069.765 | 12328.6968 | 9223.6971 | 10705.6728 | 10403.3195 | 0 | 3831.119 | 5456.8018 | 2666.4455 | 0 | 10444.9095 | 5456.8018 | 11694.9364 | 0 | 0.36679 | 1 | 0.228 | 52485.4565 | 58.9841 | 100.9671 | 160.6991
60s | ASHP | PV panels | NoST | Occupant open | EV charging | 60s ASHP PV panels NoST Occupant open EV charging | 12328.6968 | 12742.8444 | 14554.3591 | 12821.8834 | 12328.6968 | 9074.1504 | 10705.6728 | 10155.4379 | 0 | 3668.694 | 3848.6863 | 2666.4455 | 0 | 7888.0762 | 3848.6863 | 11694.9364 | 0 | 0.46509 | 1 | 0.228 | 52485.4565 | 53.1066 | 100.9671 | 160.6991
60s | Direct | NoPV | ST | Occupant open | EV charging | 60s Direct NoPV ST Occupant open EV charging | 11319.7515 | 12451.0311 | 14626.3096 | 12124.3551 | 11319.7515 | 8120.9912 | 10442.7622 | 9052.1148 | 0 | 4330.0399 | 4183.5474 | 3072.2403 | 0 | 12904.7969 | 4183.5474 | 14185.7313 | 0 | 0.33554 | 1 | 0.21657 | 49855.244 | 51.2873 | 50.4401 | 164.1332
60s | ASHP | NoPV | ST | Occupant open | EV charging | 60s ASHP NoPV ST Occupant open EV charging | 14086.85 | 15541.4721 | 22379.5657 | 14558.0979 | 14086.85 | 10107.0931 | 11163.5408 | 11477.2486 | 0 | 5434.379 | 11216.025 | 3080.8494 | 0 | 16807.8279 | 11216.025 | 14185.7313 | 0 | 0.32332 | 1 | 0.21718 | 61642.8151 | 71.4572 | 79.3506 | 164.1332
60s | Direct | PV panels | ST | Occupant open | EV charging | 60s Direct PV panels ST Occupant open EV charging | 14094.2283 | 15009.9553 | 18014.2708 | 14314.9047 | 14094.2283 | 10069.8513 | 11165.4622 | 11242.6644 | 0 | 4940.104 | 6848.8086 | 3072.2403 | 0 | 12668.8262 | 6848.8086 | 14185.7313 | 0 | 0.38994 | 1 | 0.21657 | 61681.244 | 63.6962 | 70.505 | 164.1332
60s | ASHP | PV panels | ST | Occupant open | EV charging | 60s ASHP PV panels ST Occupant open EV charging | 13751.5967 | 13862.6985 | 18091.1831 | 14881.9906 | 13751.5967 | 9732.1722 | 11076.1986 | 10847.1392 | 0 | 4130.5263 | 7014.9845 | 4034.8513 | 0 | 11585.8468 | 7014.9845 | 18548.873 | 0 | 0.35651 | 1 | 0.21753 | 62523.9725 | 53.4194 | 107.3112 | 192.076
60s | Direct | NoPV | NoST | Occupant open | EV charging delay | 60s Direct NoPV NoST Occupant open EV charging delay | 16518.8659 | 16923.5472 | 27499.2714 | 17315.842 | 16518.8659 | 11673.5405 | 11797.0217 | 13272.3695 | 0 | 5250.0067 | 15702.2497 | 4043.4725 | 0 | 15599.2689 | 15702.2497 | 18548.873 | 0 | 0.33655 | 1 | 0.21799 | 74312.4331 | 66.2938 | 139.7112 | 192.076
60s | ASHP | NoPV | NoST | Occupant open | EV charging delay | 60s ASHP NoPV NoST Occupant open EV charging delay | 16526.0735 | 16503.1827 | 24943.3811 | 17072.5402 | 16526.0735 | 11655.8208 | 11798.8986 | 13037.6888 | 0 | 4847.3619 | 13144.4825 | 4034.8513 | 0 | 12949.0821 | 13144.4825 | 18548.873 | 0 | 0.37434 | 1 | 0.21753 | 74349.9725 | 64.7502 | 139.7112 | 192.076
60s | Direct | PV panels | NoST | Occupant open | EV charging delay | 60s Direct PV panels NoST Occupant open EV charging delay | 7182.464 | 8565.9765 | 9668.3269 | 7970.4571 | 7182.464 | 5413.4924 | 8676.1846 | 6115.9376 | 0 | 3152.484 | 992.1423 | 1854.5195 | 0 | 8461.7637 | 992.1423 | 8669.0199 | 0 | 0.37256 | 1 | 0.21392 | 28303.6925 | 48.8598 | 34.5764 | 132.7563
60s | ASHP | PV panels | NoST | Occupant open | EV charging delay | 60s ASHP PV panels NoST Occupant open EV charging delay | 9947.771 | 11658.1911 | 13393.5682 | 10403.0617 | 9947.771 | 7923.7452 | 10085.4967 | 8539.9331 | 0 | 3734.4459 | 3308.0715 | 1863.1286 | 0 | 10266.1247 | 3308.0715 | 8669.0199 | 0 | 0.36376 | 1 | 0.21492 | 40081.9332 | 69.1098 | 53.5787 | 132.7563
60s | Direct | NoPV | ST | Occupant open | EV charging delay | 60s Direct NoPV ST Occupant open EV charging delay | 9956.9408 | 11269.9527 | 11549.075 | 10161.0067 | 9956.9408 | 7652.3216 | 10087.8846 | 8306.4872 | 0 | 3617.6311 | 1461.1903 | 1854.5195 | 0 | 7381.3544 | 1461.1903 | 8669.0199 | 0 | 0.4901 | 1 | 0.21392 | 40129.6925 | 56.4843 | 37.477 | 132.7563
60s | ASHP | NoPV | ST | Occupant open | EV charging delay | 60s ASHP NoPV ST Occupant open EV charging delay | 8873.7586 | 9768.5855 | 11157.9889 | 9898.5402 | 8873.7586 | 6517.5659 | 9805.7693 | 7388.6963 | 0 | 3251.0196 | 1352.2196 | 2509.8439 | 0 | 8179.0823 | 1352.2196 | 11694.9364 | 0 | 0.39748 | 1 | 0.21461 | 37115.3865 | 50.4145 | 67.6987 | 160.6991
60s | Direct | PV panels | ST | Occupant open | EV charging delay | 60s Direct PV panels ST Occupant open EV charging delay | 11639.2535 | 12826.7912 | 15809.4977 | 12331.2642 | 11639.2535 | 8854.8276 | 10526.1303 | 9812.7991 | 0 | 3971.9637 | 5283.3674 | 2518.4651 | 0 | 10762.2439 | 5283.3674 | 11694.9364 | 0 | 0.36906 | 1 | 0.21535 | 48894.6062 | 62.7915 | 100.0987 | 160.6991
60s | ASHP | PV panels | ST | Occupant open | EV charging delay | 60s ASHP PV panels ST Occupant open EV charging delay | 11648.2354 | 12530.9789 | 14328.4165 | 12089.0898 | 11648.2354 | 8684.3622 | 10528.4693 | 9579.2459 | 0 | 3846.6167 | 3799.9471 | 2509.8439 | 0 | 8836.5921 | 3799.9471 | 11694.9364 | 0 | 0.43531 | 1 | 0.21461 | 48941.3865 | 62.0657 | 100.0987 | 160.6991
This chart isn't available in your version of Excel. Editing this shape or saving this workbook into a different file format will permanently break the chart.

## EV
[7 empty] | Cost if no load is shifted |  |  |  | Cost if all load is shifted |  |  |  | Savings/year with shifted heating |  |  |  | Amount of shifted load incentivised |  |  |  | Savings per kWh shifted |  |  |  |  | Max daily shift [kWh]
Building | Heating system | PV panels | Solar thermal | Window openings | Electrical vehicles | Description | Energy rate | Measured power tariff | Tiered rate tariff | Time of use tariff | Energy rate | Measured power tariff | Tiered rate tariff | Time of use tariff | Energy rate | Measured power tariff | Tiered rate tariff | Time of use tariff | Energy rate | Measured power tariff | Tiered rate tariff | Time of use tariff | Energy rate | Measured power tariff | Tiered rate tariff | Time of use tariff | Total demand | Measured power rate | Tiered rate tariff | Time of use tariff
TEK17 | Direct | NoPV | NoST | Normal | NoEV | TEK17 Direct NoPV NoST Normal NoEV | 5204.4689 | 5711.473 | 5913.6204 | 6037.5272 | 5204.4689 | 4940.8427 | 5404.9268 | 4824.6082 | 0 | 770.6304 | 508.6936 | 1212.919 | 0 | 1884.3287 | 508.6936 | 5319.8201 | 0 | 0.40897 | 1 | 0.228 | 17998.5364 | 20.0129 | 19.8707 | 64.1476
TEK17 | ASHP | NoPV | NoST | Normal | NoEV | TEK17 ASHP NoPV NoST Normal NoEV | 8365.6249 | 8173.8254 | 9478.225 | 9782.5761 | 8365.6249 | 6581.7265 | 8295.3212 | 7172.4479 | 0 | 1592.099 | 1182.9039 | 2610.1282 | 0 | 3842.2165 | 1182.9039 | 11447.9308 | 0 | 0.41437 | 1 | 0.228 | 34466.4231 | 24.6398 | 68.7441 | 139.2693
TEK17 | Direct | PV panels | NoST | Normal | NoEV | TEK17 Direct PV panels NoST Normal NoEV | 4143.045 | 4881.4197 | 4467.8131 | 4525.1058 | 4143.045 | 4623.7564 | 3750.4928 | 4022.4294 | 0 | 257.6634 | 717.3203 | 502.6764 | 0 | 368.142 | 717.3203 | 2204.7208 | 0 | 0.6999 | 1 | 0.228 | 12469.8556 | 14.7431 | 20.2457 | 37.0702
TEK17 | ASHP | PV panels | NoST | Normal | NoEV | TEK17 ASHP PV panels NoST Normal NoEV | 5680.0693 | 6052.7578 | 6789.5553 | 6475.9533 | 5680.0693 | 5182.8832 | 4472.1012 | 5181.0849 | 0 | 869.8746 | 2317.4541 | 1294.8684 | 0 | 1868.7173 | 2317.4541 | 5679.2473 | 0 | 0.46549 | 1 | 0.228 | 20476.6968 | 26.9148 | 92.6852 | 110.6045
TEK17 | Direct | NoPV | ST | Normal | NoEV | TEK17 Direct NoPV ST Normal NoEV | 4600.2239 | 5431.6197 | 5720.5763 | 5353.9408 | 4600.2239 | 4655.5479 | 5247.5713 | 4286.5399 | 0 | 776.0718 | 473.005 | 1067.4009 | 0 | 1848.4319 | 473.005 | 5319.8201 | 0 | 0.41985 | 1 | 0.20065 | 14851.4266 | 23.5885 | 19.0136 | 64.1476
TEK17 | ASHP | NoPV | ST | Normal | NoEV | TEK17 ASHP NoPV ST Normal NoEV | 7656.8251 | 7880.8343 | 9226.4528 | 8989.4455 | 7656.8251 | 6157.0488 | 8110.7379 | 6562.8889 | 0 | 1723.7855 | 1115.7149 | 2426.5566 | 0 | 4428.1397 | 1115.7149 | 11447.9308 | 0 | 0.38928 | 1 | 0.21196 | 30774.7576 | 35.5471 | 64.9801 | 139.2693
TEK17 | Direct | PV panels | ST | Normal | NoEV | TEK17 Direct PV panels ST Normal NoEV | 3636.2909 | 4642.7144 | 4227.5718 | 3968.3088 | 3636.2909 | 4381.363 | 3618.5255 | 3553.8356 | 0 | 261.3515 | 609.0463 | 414.4732 | 0 | 351.307 | 609.0463 | 2204.7208 | 0 | 0.74394 | 1 | 0.18799 | 9830.9868 | 14.0452 | 19.5046 | 37.0702
TEK17 | ASHP | PV panels | ST | Normal | NoEV | TEK17 ASHP PV panels ST Normal NoEV | 5091.0763 | 5797.8401 | 6567.4484 | 5817.0097 | 5091.0763 | 4888.9336 | 5375.4495 | 4654.4052 | 0 | 908.9065 | 1191.9989 | 1162.6045 | 0 | 1939.2746 | 1191.9989 | 5679.2473 | 0 | 0.46868 | 1 | 0.20471 | 17408.9902 | 34.4722 | 86.3477 | 110.6045
TEK17 | Direct | NoPV | NoST | Occupant open | NoEV | TEK17 Direct NoPV NoST Occupant open NoEV | 4874.7443 | 5206.3525 | 5716.6738 | 5751.8358 | 4874.7443 | 4208.4601 | 5319.0586 | 4538.9168 | 0 | 997.8924 | 397.6152 | 1212.919 | 0 | 2303.1417 | 397.6152 | 5319.8201 | 0 | 0.43327 | 1 | 0.228 | 16281.1717 | 18.4764 | 17.783 | 64.1476
TEK17 | ASHP | NoPV | NoST | Occupant open | NoEV | TEK17 ASHP NoPV NoST Occupant open NoEV | 8034.8386 | 7881.2636 | 9250.551 | 9496.0442 | 8034.8386 | 6053.4276 | 8209.1764 | 6885.9159 | 0 | 1827.8359 | 1041.3745 | 2610.1282 | 0 | 4057.9472 | 1041.3745 | 11447.9308 | 0 | 0.45043 | 1 | 0.228 | 32749.0584 | 23.1444 | 66.3854 | 139.2693
TEK17 | Direct | PV panels | NoST | Occupant open | NoEV | TEK17 Direct PV panels NoST Occupant open NoEV | 3813.3302 | 4184.2006 | 4043.5 | 4239.422 | 3813.3302 | 3823.008 | 3664.6271 | 3736.7457 | 0 | 361.1926 | 378.873 | 502.6764 | 0 | 602.4478 | 378.873 | 2204.7208 | 0 | 0.59954 | 1 | 0.228 | 10752.4908 | 16.313 | 18.225 | 37.0702
TEK17 | ASHP | PV panels | NoST | Occupant open | NoEV | TEK17 ASHP PV panels NoST Occupant open NoEV | 5350.3513 | 5532.1997 | 6574.7101 | 6190.2672 | 5350.3513 | 4477.1095 | 5442.9666 | 4895.3988 | 0 | 1055.0902 | 1131.7435 | 1294.8684 | 0 | 2221.8213 | 1131.7435 | 5679.2473 | 0 | 0.47488 | 1 | 0.228 | 18759.3321 | 25.4193 | 90.2954 | 110.6045
TEK17 | Direct | NoPV | ST | Occupant open | NoEV | TEK17 Direct NoPV ST Occupant open NoEV | 4308.1252 | 4929.0814 | 5480.7062 | 5098.299 | 4308.1252 | 3880.8637 | 4482.5015 | 4035.8086 | 0 | 1048.2177 | 998.2047 | 1062.4905 | 0 | 2422.3365 | 998.2047 | 5319.8201 | 0 | 0.43273 | 1 | 0.19972 | 13331.0764 | 22.6398 | 27.9259 | 64.1476
TEK17 | ASHP | NoPV | ST | Occupant open | NoEV | TEK17 ASHP NoPV ST Occupant open NoEV | 7356.0036 | 7611.4279 | 9012.7963 | 8724.3816 | 7356.0036 | 5614.4712 | 8032.3965 | 6306.1939 | 0 | 1996.9567 | 980.3998 | 2418.1877 | 0 | 4805.9459 | 980.3998 | 11447.9308 | 0 | 0.41552 | 1 | 0.21123 | 29207.9297 | 34.197 | 62.6867 | 139.2693
TEK17 | Direct | PV panels | ST | Occupant open | NoEV | TEK17 Direct PV panels ST Occupant open NoEV | 3348.8692 | 3921.987 | 3893.0307 | 3718.4206 | 3348.8692 | 3568.9215 | 3543.6737 | 3306.44 | 0 | 353.0654 | 349.357 | 411.9807 | 0 | 587.8029 | 349.357 | 2204.7208 | 0 | 0.60065 | 1 | 0.18686 | 8333.4739 | 19.5383 | 17.5271 | 37.0702
TEK17 | ASHP | PV panels | ST | Occupant open | NoEV | TEK17 ASHP PV panels ST Occupant open NoEV | 4799.0141 | 5255.9204 | 6366.3653 | 5561.9793 | 4799.0141 | 4146.9006 | 5299.3892 | 4403.7955 | 0 | 1109.0198 | 1066.9761 | 1158.1838 | 0 | 2516.7693 | 1066.9761 | 5679.2473 | 0 | 0.44065 | 1 | 0.20393 | 15887.7839 | 32.729 | 83.9616 | 110.6045
60s | Direct | NoPV | NoST | Normal | NoEV | 60s Direct NoPV NoST Normal NoEV | 12363.2632 | 13279.1207 | 16226.5089 | 13170.316 | 12363.2632 | 8884.4294 | 10714.5125 | 9935.9692 | 0 | 4394.6913 | 5511.9964 | 3234.3467 | 0 | 13242.366 | 5511.9964 | 14185.7313 | 0 | 0.33187 | 1 | 0.228 | 55290.2496 | 48.9689 | 58.6312 | 164.1332
60s | ASHP | NoPV | NoST | Normal | NoEV | 60s ASHP NoPV NoST Normal NoEV | 14859.6062 | 14652.9894 | 19921.6278 | 16005.2836 | 14859.6062 | 10523.4116 | 11364.7452 | 11776.1406 | 0 | 4129.5778 | 8556.8825 | 4229.143 | 0 | 11284.784 | 8556.8825 | 18548.873 | 0 | 0.36594 | 1 | 0.228 | 68294.9045 | 44.4248 | 115.6978 | 192.076
60s | Direct | PV panels | NoST | Normal | NoEV | 60s Direct PV panels NoST Normal NoEV | 8135.8763 | 9393.7457 | 10208.8352 | 8913.8031 | 8135.8763 | 6296.7555 | 8924.4715 | 6937.2665 | 0 | 3096.9902 | 1284.3637 | 1976.5365 | 0 | 8268.5826 | 1284.3637 | 8669.0199 | 0 | 0.37455 | 1 | 0.228 | 33269.4305 | 47.8436 | 38.0326 | 132.7563
60s | ASHP | PV panels | NoST | Normal | NoEV | 60s ASHP PV panels NoST Normal NoEV | 9883.9446 | 10561.021 | 11686.8957 | 10917.0252 | 9883.9446 | 7391.0937 | 10068.8411 | 8250.5797 | 0 | 3169.9273 | 1618.0546 | 2666.4455 | 0 | 7642.247 | 1618.0546 | 11694.9364 | 0 | 0.41479 | 1 | 0.228 | 42376.8212 | 42.8446 | 70.9843 | 160.6991
60s | Direct | NoPV | ST | Normal | NoEV | 60s Direct NoPV ST Normal NoEV | 11626.8432 | 13006.3811 | 15409.0536 | 12391.6467 | 11626.8432 | 8395.5695 | 10522.7365 | 9312.5933 | 0 | 4610.8116 | 4886.3171 | 3079.0534 | 0 | 13262.8816 | 4886.3171 | 14185.7313 | 0 | 0.34765 | 1 | 0.21705 | 51454.7291 | 52.8146 | 51.8475 | 164.1332
60s | ASHP | NoPV | ST | Normal | NoEV | 60s ASHP NoPV ST Normal NoEV | 14063.6363 | 14370.3034 | 18933.7933 | 15154.9067 | 14063.6363 | 9992.9755 | 11157.4614 | 11111.049 | 0 | 4377.3279 | 7776.3319 | 4043.8577 | 0 | 11874.0285 | 7776.3319 | 18548.873 | 0 | 0.36865 | 1 | 0.21801 | 64149.2281 | 54.4633 | 108.9141 | 192.076
60s | Direct | PV panels | ST | Normal | NoEV | 60s Direct PV panels ST Normal NoEV | 7484.0301 | 9130.6981 | 9980.3381 | 8232.4856 | 7484.0301 | 5907.9376 | 8754.7199 | 6372.7013 | 0 | 3222.7605 | 1225.6182 | 1859.7843 | 0 | 8218.2275 | 1225.6182 | 8669.0199 | 0 | 0.39215 | 1 | 0.21453 | 29874.3981 | 50.1289 | 36.2308 | 132.7563
60s | ASHP | PV panels | ST | Normal | NoEV | 60s ASHP PV panels ST Normal NoEV | 9178.3214 | 10291.5411 | 11456.0152 | 10164.0008 | 9178.3214 | 6957.6314 | 9885.085 | 7647.5407 | 0 | 3333.9097 | 1570.9302 | 2516.4601 | 0 | 7995.5644 | 1570.9302 | 11694.9364 | 0 | 0.41697 | 1 | 0.21518 | 38701.7005 | 51.7531 | 69.8441 | 160.6991
60s | Direct | NoPV | NoST | Occupant open | NoEV | 60s Direct NoPV NoST Occupant open NoEV | 12033.5386 | 12765.0041 | 15361.2132 | 12884.6246 | 12033.5386 | 8597.3097 | 10628.6442 | 9650.2778 | 0 | 4167.6944 | 4732.5689 | 3234.3467 | 0 | 12892.9567 | 4732.5689 | 14185.7313 | 0 | 0.32325 | 1 | 0.228 | 53572.8849 | 47.8621 | 57.2238 | 164.1332
60s | ASHP | NoPV | NoST | Occupant open | NoEV | 60s ASHP NoPV NoST Occupant open NoEV | 14529.8816 | 14163.6784 | 18996.0599 | 15719.5922 | 14529.8816 | 10251.0702 | 11278.877 | 11490.4492 | 0 | 3912.6083 | 7717.1829 | 4229.143 | 0 | 10988.3182 | 7717.1829 | 18548.873 | 0 | 0.35607 | 1 | 0.228 | 66577.5398 | 42.9767 | 114.0949 | 192.076
60s | Direct | PV panels | NoST | Occupant open | NoEV | 60s Direct PV panels NoST Occupant open NoEV | 7806.1517 | 8845.1269 | 9880.9956 | 8628.1116 | 7806.1517 | 5827.2216 | 8838.6033 | 6651.5751 | 0 | 3017.9052 | 1042.3923 | 1976.5365 | 0 | 8482.3263 | 1042.3923 | 8669.0199 | 0 | 0.35579 | 1 | 0.228 | 31552.0658 | 46.5567 | 36.6252 | 132.7563
60s | ASHP | PV panels | NoST | Occupant open | NoEV | 60s ASHP PV panels NoST Occupant open NoEV | 9554.22 | 10039.4459 | 11375.5826 | 10631.3338 | 9554.22 | 6969.8641 | 9982.9728 | 7964.8883 | 0 | 3069.5817 | 1392.6098 | 2666.4455 | 0 | 7744.9524 | 1392.6098 | 11694.9364 | 0 | 0.39633 | 1 | 0.228 | 40659.4565 | 41.4944 | 68.5671 | 160.6991
60s | Direct | NoPV | ST | Occupant open | NoEV | 60s Direct NoPV ST Occupant open NoEV | 11319.7515 | 12451.0311 | 14626.3096 | 12124.3551 | 11319.7515 | 8120.9912 | 10442.7622 | 9052.1148 | 0 | 4330.0399 | 4183.5474 | 3072.2403 | 0 | 12904.7969 | 4183.5474 | 14185.7313 | 0 | 0.33554 | 1 | 0.21657 | 49855.244 | 51.2873 | 50.4401 | 164.1332
60s | ASHP | NoPV | ST | Occupant open | NoEV | 60s ASHP NoPV ST Occupant open NoEV | 13751.5967 | 13862.6985 | 18091.1831 | 14881.9906 | 13751.5967 | 9732.1722 | 11076.1986 | 10847.1392 | 0 | 4130.5263 | 7014.9845 | 4034.8513 | 0 | 11585.8468 | 7014.9845 | 18548.873 | 0 | 0.35651 | 1 | 0.21753 | 62523.9725 | 53.4194 | 107.3112 | 192.076
60s | Direct | PV panels | ST | Occupant open | NoEV | 60s Direct PV panels ST Occupant open NoEV | 7182.464 | 8565.9765 | 9668.3269 | 7970.4571 | 7182.464 | 5413.4924 | 8676.1846 | 6115.9376 | 0 | 3152.484 | 992.1423 | 1854.5195 | 0 | 8461.7637 | 992.1423 | 8669.0199 | 0 | 0.37256 | 1 | 0.21392 | 28303.6925 | 48.8598 | 34.5764 | 132.7563
60s | ASHP | PV panels | ST | Occupant open | NoEV | 60s ASHP PV panels ST Occupant open NoEV | 8873.7586 | 9768.5855 | 11157.9889 | 9898.5402 | 8873.7586 | 6517.5659 | 9805.7693 | 7388.6963 | 0 | 3251.0196 | 1352.2196 | 2509.8439 | 0 | 8179.0823 | 1352.2196 | 11694.9364 | 0 | 0.39748 | 1 | 0.21461 | 37115.3865 | 50.4145 | 67.6987 | 160.6991
TEK17 | Direct | NoPV | NoST | Normal | EV charging | TEK17 Direct NoPV NoST Normal EV charging | 7474.3697 | 8562.6948 | 8224.6902 | 8122.7264 | 7474.3697 | 7935.5304 | 7374.2268 | 6909.8074 | 0 | 627.1644 | 850.4633 | 1212.919 | 0 | 844.1288 | 850.4633 | 5319.8201 | 0 | 0.74297 | 1 | 0.228 | 29824.5364 | 21.7769 | 23.2908 | 64.1476
TEK17 | ASHP | NoPV | NoST | Normal | EV charging | TEK17 ASHP NoPV NoST Normal EV charging | 11139.0303 | 10732.15 | 11822.5185 | 12220.1591 | 11139.0303 | 9174.2286 | 10395.7421 | 9610.0309 | 0 | 1557.9214 | 1426.7763 | 2610.1282 | 0 | 4086.9763 | 1426.7763 | 11447.9308 | 0 | 0.38119 | 1 | 0.228 | 46292.4231 | 38.7767 | 60.1473 | 139.2693
TEK17 | Direct | PV panels | NoST | Normal | EV charging | TEK17 Direct PV panels NoST Normal EV charging | 6917.5218 | 8037.4675 | 7466.8482 | 6963.537 | 6917.5218 | 7790.4964 | 7229.1928 | 6460.8606 | 0 | 246.9711 | 237.6554 | 502.6764 | 0 | 243.6019 | 237.6554 | 2204.7208 | 0 | 1.0138 | 1 | 0.228 | 24295.8556 | 4.8006 | 5.6899 | 37.0702
TEK17 | ASHP | PV panels | NoST | Normal | EV charging | TEK17 ASHP PV panels NoST Normal EV charging | 8454.5527 | 9010.4875 | 9175.6458 | 8914.3898 | 8454.5527 | 8220.2428 | 8318.5348 | 7619.5214 | 0 | 790.2447 | 857.111 | 1294.8684 | 0 | 1412.03 | 857.111 | 5679.2473 | 0 | 0.55965 | 1 | 0.228 | 32302.6968 | 41.2814 | 61.0553 | 110.6045
TEK17 | Direct | NoPV | ST | Normal | EV charging | TEK17 Direct NoPV ST Normal EV charging | 7351.9798 | 8428.6391 | 8174.6559 | 7776.3586 | 7351.9798 | 7793.2319 | 7342.3545 | 6703.2122 | 0 | 635.4073 | 832.3015 | 1073.1464 | 0 | 838.21 | 832.3015 | 5319.8201 | 0 | 0.75805 | 1 | 0.20173 | 26560.1191 | 21.5034 | 23.0173 | 64.1476
TEK17 | ASHP | NoPV | ST | Normal | EV charging | TEK17 ASHP NoPV ST Normal EV charging | 10411.2156 | 10450.3468 | 11609.5197 | 11415.0344 | 10411.2156 | 8818.3949 | 10206.2071 | 8981.4321 | 0 | 1631.9519 | 1403.3126 | 2433.6023 | 0 | 4409.272 | 1403.3126 | 11447.9308 | 0 | 0.37012 | 1 | 0.21258 | 42496.1415 | 44.792 | 59.2902 | 139.2693
TEK17 | Direct | PV panels | ST | Normal | EV charging | TEK17 Direct PV panels ST Normal EV charging | 6383.7808 | 7792.2097 | 7211.4464 | 6385.3161 | 6383.7808 | 7541.0751 | 6401.1977 | 5967.5233 | 0 | 251.1345 | 810.2487 | 417.7929 | 0 | 245.6258 | 810.2487 | 2204.7208 | 0 | 1.0224 | 1 | 0.1895 | 21515.9544 | 4.8006 | 13.3446 | 37.0702
TEK17 | ASHP | PV panels | ST | Normal | EV charging | TEK17 ASHP PV panels ST Normal EV charging | 7841.2738 | 8754.4159 | 9002.9691 | 8238.092 | 7841.2738 | 7940.1409 | 8158.8268 | 7070.0699 | 0 | 814.2749 | 844.1423 | 1168.022 | 0 | 1457.9623 | 844.1423 | 5679.2473 | 0 | 0.5585 | 1 | 0.20566 | 29108.5358 | 44.2255 | 60.1982 | 110.6045
TEK17 | Direct | NoPV | NoST | Occupant open | EV charging | TEK17 Direct NoPV NoST Occupant open EV charging | 7649.2211 | 7844.4414 | 8008.7236 | 8190.267 | 7649.2211 | 7188.5723 | 7419.7586 | 6977.348 | 0 | 655.8691 | 588.965 | 1212.919 | 0 | 1199.992 | 588.965 | 5319.8201 | 0 | 0.54656 | 1 | 0.228 | 28107.1717 | 28.1765 | 21.4628 | 64.1476
TEK17 | ASHP | NoPV | NoST | Occupant open | EV charging | TEK17 ASHP NoPV NoST Occupant open EV charging | 10809.322 | 9965.1965 | 11488.4673 | 11934.4806 | 10809.322 | 8459.453 | 10309.8782 | 9324.3524 | 0 | 1505.7435 | 1178.5892 | 2610.1282 | 0 | 4648.118 | 1178.5892 | 11447.9308 | 0 | 0.32395 | 1 | 0.228 | 44575.0584 | 37.353 | 57.848 | 139.2693
TEK17 | Direct | PV panels | NoST | Occupant open | EV charging | TEK17 Direct PV panels NoST Occupant open EV charging | 6587.807 | 7171.05 | 6832.9657 | 6677.8532 | 6587.807 | 6911.3173 | 6454.3271 | 6175.1769 | 0 | 259.7327 | 378.6387 | 502.6764 | 0 | 273.3072 | 378.6387 | 2204.7208 | 0 | 0.95033 | 1 | 0.228 | 22578.4908 | 8.3337 | 11.6644 | 37.0702
TEK17 | ASHP | PV panels | NoST | Occupant open | EV charging | TEK17 ASHP PV panels NoST Occupant open EV charging | 8124.8281 | 8175.6838 | 8872.5134 | 8628.6984 | 8124.8281 | 7362.7055 | 7543.6666 | 7333.83 | 0 | 812.9783 | 1328.8468 | 1294.8684 | 0 | 1812.8547 | 1328.8468 | 5679.2473 | 0 | 0.44845 | 1 | 0.228 | 30585.3321 | 39.8576 | 78.2638 | 110.6045
TEK17 | Direct | NoPV | ST | Occupant open | EV charging | TEK17 Direct NoPV ST Occupant open EV charging | 7055.8278 | 7627.1812 | 7844.8461 | 7517.6452 | 7055.8278 | 6965.5487 | 7265.2291 | 6448.3798 | 0 | 661.6325 | 579.617 | 1069.2654 | 0 | 1162.9975 | 579.617 | 5319.8201 | 0 | 0.5689 | 1 | 0.201 | 25016.5816 | 27.7315 | 21.1894 | 64.1476
TEK17 | ASHP | NoPV | ST | Occupant open | EV charging | TEK17 ASHP NoPV ST Occupant open EV charging | 10105.6063 | 9732.3049 | 11285.429 | 11146.7217 | 10105.6063 | 8100.7182 | 10126.6189 | 8720.001 | 0 | 1631.5867 | 1158.8101 | 2426.7207 | 0 | 5294.32 | 1158.8101 | 11447.9308 | 0 | 0.30818 | 1 | 0.21198 | 40909.9071 | 43.3682 | 56.9909 | 139.2693
TEK17 | Direct | PV panels | ST | Occupant open | EV charging | TEK17 Direct PV panels ST Occupant open EV charging | 6091.1785 | 6977.3765 | 6699.4187 | 6131.0958 | 6091.1785 | 6714.3164 | 6324.9967 | 5715.1792 | 0 | 263.0601 | 374.422 | 415.9166 | 0 | 271.38 | 374.422 | 2204.7208 | 0 | 0.96934 | 1 | 0.18865 | 19991.9347 | 8.1201 | 11.391 | 37.0702
TEK17 | ASHP | PV panels | ST | Occupant open | EV charging | TEK17 ASHP PV panels ST Occupant open EV charging | 7544.1761 | 7964.2102 | 8696.6434 | 7979.1388 | 7544.1761 | 7128.8669 | 7392.4551 | 6814.5883 | 0 | 835.3433 | 1304.1882 | 1164.5505 | 0 | 1878.0802 | 1304.1882 | 5679.2473 | 0 | 0.44479 | 1 | 0.20505 | 27563.5524 | 45.1214 | 76.6708 | 110.6045
60s | Direct | NoPV | NoST | Normal | EV charging | 60s Direct NoPV NoST Normal EV charging | 15137.74 | 16386.8509 | 24482.6792 | 15608.7472 | 15137.74 | 11010.2355 | 11437.2125 | 12374.4004 | 0 | 5376.6155 | 13045.4667 | 3234.3467 | 0 | 16072.983 | 13045.4667 | 14185.7313 | 0 | 0.33451 | 1 | 0.228 | 67116.2496 | 68.707 | 87.4787 | 164.1332
60s | ASHP | NoPV | NoST | Normal | EV charging | 60s ASHP NoPV NoST Normal EV charging | 17634.083 | 17745.3873 | 29826.8368 | 18443.7148 | 17634.083 | 12570.8914 | 12087.4452 | 14214.5718 | 0 | 5174.4959 | 17739.3916 | 4229.143 | 0 | 14665.4195 | 17739.3916 | 18548.873 | 0 | 0.35284 | 1 | 0.228 | 80120.9045 | 63.2916 | 148.0978 | 192.076
60s | Direct | PV panels | NoST | Normal | EV charging | 60s Direct PV panels NoST Normal EV charging | 10910.3531 | 12527.3165 | 14271.9555 | 11352.2343 | 10910.3531 | 8980.3128 | 10336.1715 | 9375.6977 | 0 | 3547.0037 | 3935.7839 | 1976.5365 | 0 | 9095.4212 | 3935.7839 | 8669.0199 | 0 | 0.38998 | 1 | 0.228 | 45095.4305 | 67.8742 | 55.4453 | 132.7563
60s | ASHP | PV panels | NoST | Normal | EV charging | 60s ASHP PV panels NoST Normal EV charging | 12658.4214 | 13671.8818 | 16780.1921 | 13355.4564 | 12658.4214 | 9873.4446 | 10791.5411 | 10689.0109 | 0 | 3798.4372 | 5988.6511 | 2666.4455 | 0 | 9511.6437 | 5988.6511 | 11694.9364 | 0 | 0.39935 | 1 | 0.228 | 54202.8212 | 59.7327 | 103.3843 | 160.6991
60s | Direct | NoPV | ST | Normal | EV charging | 60s Direct NoPV ST Normal EV charging | 14394.9239 | 16117.1145 | 23395.1641 | 14826.0138 | 14394.9239 | 10553.5362 | 11243.7708 | 11739.8745 | 0 | 5563.5783 | 12151.3933 | 3086.1392 | 0 | 16452.218 | 12151.3933 | 14185.7313 | 0 | 0.33817 | 1 | 0.21755 | 63247.4162 | 72.9402 | 80.6949 | 164.1332
60s | ASHP | NoPV | ST | Normal | EV charging | 60s ASHP NoPV ST Normal EV charging | 16831.8813 | 17465.7351 | 28579.0347 | 17589.3781 | 16831.8813 | 12059.5553 | 11878.5385 | 13538.4245 | 0 | 5406.1799 | 16700.4962 | 4050.9536 | 0 | 15421.3791 | 16700.4962 | 18548.873 | 0 | 0.35056 | 1 | 0.21839 | 75942.7706 | 67.9894 | 141.3141 | 192.076
60s | Direct | PV panels | ST | Normal | EV charging | 60s Direct PV panels ST Normal EV charging | 10250.6468 | 12269.1844 | 13942.1592 | 10665.9224 | 10250.6468 | 8653.1998 | 10164.373 | 8799.0523 | 0 | 3615.9846 | 3777.7861 | 1866.8701 | 0 | 9046.2524 | 3777.7861 | 8669.0199 | 0 | 0.39972 | 1 | 0.21535 | 41659.4602 | 70.3789 | 55.2861 | 132.7563
60s | ASHP | PV panels | ST | Normal | EV charging | 60s ASHP PV panels ST Normal EV charging | 11945.0938 | 13404.891 | 16396.3701 | 12597.5365 | 11945.0938 | 9489.5827 | 10605.7787 | 10073.9805 | 0 | 3915.3082 | 5790.5914 | 2523.556 | 0 | 9794.1088 | 5790.5914 | 11694.9364 | 0 | 0.39976 | 1 | 0.21578 | 50487.5735 | 64.4541 | 102.2441 | 160.6991
60s | Direct | NoPV | NoST | Occupant open | EV charging | 60s Direct NoPV NoST Occupant open EV charging | 14808.0154 | 15796.9185 | 23426.3213 | 15323.0558 | 14808.0154 | 10558.2959 | 11351.3442 | 12088.709 | 0 | 5238.6226 | 12074.9771 | 3234.3467 | 0 | 16348.4433 | 12074.9771 | 14185.7313 | 0 | 0.32044 | 1 | 0.228 | 65398.8849 | 67.505 | 86.0645 | 164.1332
60s | ASHP | NoPV | NoST | Occupant open | EV charging | 60s ASHP NoPV NoST Occupant open EV charging | 17304.3584 | 17180.393 | 28706.9217 | 18158.0234 | 17304.3584 | 12177.3245 | 12001.577 | 13928.8804 | 0 | 5003.0686 | 16705.3447 | 4229.143 | 0 | 14776.7757 | 16705.3447 | 18548.873 | 0 | 0.33858 | 1 | 0.228 | 78403.5398 | 61.8767 | 146.4949 | 192.076
60s | Direct | PV panels | NoST | Occupant open | EV charging | 60s Direct PV panels NoST Occupant open EV charging | 10580.6285 | 11881.942 | 13692.9588 | 11066.5428 | 10580.6285 | 8230.1888 | 10250.3033 | 9090.0063 | 0 | 3651.7532 | 3442.6555 | 1976.5365 | 0 | 10326.5066 | 3442.6555 | 8669.0199 | 0 | 0.35363 | 1 | 0.228 | 43378.0658 | 66.6722 | 53.7379 | 132.7563
60s | ASHP | PV panels | NoST | Occupant open | EV charging | 60s ASHP PV panels NoST Occupant open EV charging | 12328.6968 | 13054.8161 | 16162.4746 | 13069.765 | 12328.6968 | 9223.6971 | 10705.6728 | 10403.3195 | 0 | 3831.119 | 5456.8018 | 2666.4455 | 0 | 10444.9095 | 5456.8018 | 11694.9364 | 0 | 0.36679 | 1 | 0.228 | 52485.4565 | 58.9841 | 100.9671 | 160.6991
60s | Direct | NoPV | ST | Occupant open | EV charging | 60s Direct NoPV ST Occupant open EV charging | 14086.85 | 15541.4721 | 22379.5657 | 14558.0979 | 14086.85 | 10107.0931 | 11163.5408 | 11477.2486 | 0 | 5434.379 | 11216.025 | 3080.8494 | 0 | 16807.8279 | 11216.025 | 14185.7313 | 0 | 0.32332 | 1 | 0.21718 | 61642.8151 | 71.4572 | 79.3506 | 164.1332
60s | ASHP | NoPV | ST | Occupant open | EV charging | 60s ASHP NoPV ST Occupant open EV charging | 16518.8659 | 16923.5472 | 27499.2714 | 17315.842 | 16518.8659 | 11673.5405 | 11797.0217 | 13272.3695 | 0 | 5250.0067 | 15702.2497 | 4043.4725 | 0 | 15599.2689 | 15702.2497 | 18548.873 | 0 | 0.33655 | 1 | 0.21799 | 74312.4331 | 66.2938 | 139.7112 | 192.076
60s | Direct | PV panels | ST | Occupant open | EV charging | 60s Direct PV panels ST Occupant open EV charging | 9947.771 | 11658.1911 | 13393.5682 | 10403.0617 | 9947.771 | 7923.7452 | 10085.4967 | 8539.9331 | 0 | 3734.4459 | 3308.0715 | 1863.1286 | 0 | 10266.1247 | 3308.0715 | 8669.0199 | 0 | 0.36376 | 1 | 0.21492 | 40081.9332 | 69.1098 | 53.5787 | 132.7563
60s | ASHP | PV panels | ST | Occupant open | EV charging | 60s ASHP PV panels ST Occupant open EV charging | 11639.2535 | 12826.7912 | 15809.4977 | 12331.2642 | 11639.2535 | 8854.8276 | 10526.1303 | 9812.7991 | 0 | 3971.9637 | 5283.3674 | 2518.4651 | 0 | 10762.2439 | 5283.3674 | 11694.9364 | 0 | 0.36906 | 1 | 0.21535 | 48894.6062 | 62.7915 | 100.0987 | 160.6991
TEK17 | Direct | NoPV | NoST | Normal | EV charging delay | TEK17 Direct NoPV NoST Normal EV charging delay | 7474.3697 | 7318.9105 | 7162.9254 | 7626.9632 | 7474.3697 | 6675.0711 | 6685.2268 | 6414.0442 | 0 | 643.8394 | 477.6986 | 1212.919 | 0 | 1164.5024 | 477.6986 | 5319.8201 | 0 | 0.55289 | 1 | 0.228 | 29824.5364 | 20.57 | 24.299 | 64.1476
TEK17 | ASHP | NoPV | NoST | Normal | EV charging delay | TEK17 ASHP NoPV NoST Normal EV charging delay | 11139.4105 | 11184.6862 | 11671.3649 | 11972.5785 | 11139.4105 | 8569.834 | 10395.8412 | 9362.4503 | 0 | 2614.8522 | 1275.5238 | 2610.1282 | 0 | 5291.5986 | 1275.5238 | 11447.9308 | 0 | 0.49415 | 1 | 0.228 | 46292.4231 | 32.3132 | 59.9184 | 139.2693
TEK17 | Direct | PV panels | NoST | Normal | EV charging delay | TEK17 Direct PV panels NoST Normal EV charging delay | 6917.5218 | 7246.4008 | 6601.3072 | 6715.6554 | 6917.5218 | 6642.0604 | 5851.1928 | 6212.979 | 0 | 604.3403 | 750.1144 | 502.6764 | 0 | 597.866 | 750.1144 | 2204.7208 | 0 | 1.0108 | 1 | 0.228 | 24295.8556 | 14.2868 | 13.7643 | 37.0702
TEK17 | ASHP | PV panels | NoST | Normal | EV charging delay | TEK17 ASHP PV panels NoST Normal EV charging delay | 8453.8615 | 8759.1641 | 8935.3057 | 8665.961 | 8453.8615 | 7207.8158 | 7629.3548 | 7371.0926 | 0 | 1551.3482 | 1305.9509 | 1294.8684 | 0 | 2740.1177 | 1305.9509 | 5679.2473 | 0 | 0.56616 | 1 | 0.228 | 32302.6968 | 33.9294 | 80.5572 | 110.6045
TEK17 | Direct | NoPV | ST | Normal | EV charging delay | TEK17 Direct NoPV ST Normal EV charging delay | 7374.7007 | 8189.3624 | 7803.424 | 7544.4904 | 7374.7007 | 6684.3621 | 6659.2713 | 6477.0895 | 0 | 1505.0003 | 1144.1527 | 1067.4009 | 0 | 2054.0282 | 1144.1527 | 5319.8201 | 0 | 0.73271 | 1 | 0.20065 | 26677.4266 | 24.3115 | 23.6011 | 64.1476
TEK17 | ASHP | NoPV | ST | Normal | EV charging delay | TEK17 ASHP NoPV ST Normal EV charging delay | 10431.3019 | 10910.523 | 11461.6734 | 11179.9951 | 10431.3019 | 8161.0158 | 10211.4379 | 8753.4385 | 0 | 2749.5072 | 1250.2355 | 2426.5566 | 0 | 6297.9982 | 1250.2355 | 11447.9308 | 0 | 0.43657 | 1 | 0.21196 | 42600.7576 | 45.6536 | 59.0613 | 139.2693
TEK17 | Direct | PV panels | ST | Normal | EV charging delay | TEK17 Direct PV panels ST Normal EV charging delay | 6410.859 | 7004.2008 | 6402.8068 | 6158.9308 | 6410.859 | 6406.8626 | 5719.2493 | 5744.4575 | 0 | 597.3381 | 683.5575 | 414.4732 | 0 | 605.2963 | 683.5575 | 2204.7208 | 0 | 0.98685 | 1 | 0.18799 | 21656.9868 | 14.1298 | 13.65 | 37.0702
TEK17 | ASHP | PV panels | ST | Normal | EV charging delay | TEK17 ASHP PV panels ST Normal EV charging delay | 7865.5531 | 8489.121 | 8756.0316 | 8007.5593 | 7865.5531 | 6920.3813 | 7476.1495 | 6844.9548 | 0 | 1568.7398 | 1279.8821 | 1162.6045 | 0 | 3011.6938 | 1279.8821 | 5679.2473 | 0 | 0.52088 | 1 | 0.20471 | 29234.9902 | 44.4315 | 79.0759 | 110.6045
TEK17 | Direct | NoPV | NoST | Occupant open | EV charging delay | TEK17 Direct NoPV NoST Occupant open EV charging delay | 7649.2211 | 8171.1947 | 7787.1686 | 7942.3854 | 7649.2211 | 6667.3854 | 6730.7586 | 6729.4664 | 0 | 1503.8094 | 1056.41 | 1212.919 | 0 | 1923.7691 | 1056.41 | 5319.8201 | 0 | 0.7817 | 1 | 0.228 | 28107.1717 | 19.6428 | 22.1156 | 64.1476
TEK17 | ASHP | NoPV | NoST | Occupant open | EV charging delay | TEK17 ASHP NoPV NoST Occupant open EV charging delay | 10810.3771 | 10969.5697 | 11485.1905 | 11687.4343 | 10810.3771 | 8282.7813 | 10310.1529 | 9077.3061 | 0 | 2686.7884 | 1175.0376 | 2610.1282 | 0 | 5433.0056 | 1175.0376 | 11447.9308 | 0 | 0.49453 | 1 | 0.228 | 44575.0584 | 31.4291 | 57.5133 | 139.2693
TEK17 | Direct | PV panels | NoST | Occupant open | EV charging delay | TEK17 Direct PV panels NoST Occupant open EV charging delay | 6587.7973 | 6947.2949 | 6360.9837 | 6429.964 | 6587.7973 | 6348.73 | 5765.3245 | 5927.2876 | 0 | 598.5649 | 595.6591 | 502.6764 | 0 | 610.5594 | 595.6591 | 2204.7208 | 0 | 0.98035 | 1 | 0.228 | 22578.4908 | 10.5096 | 11.9527 | 37.0702
TEK17 | ASHP | PV panels | NoST | Occupant open | EV charging delay | TEK17 ASHP PV panels NoST Occupant open EV charging delay | 8124.8281 | 8477.0966 | 8755.028 | 8380.8168 | 8124.8281 | 6909.8674 | 7543.6666 | 7085.9484 | 0 | 1567.2292 | 1211.3614 | 1294.8684 | 0 | 2878.0347 | 1211.3614 | 5679.2473 | 0 | 0.54455 | 1 | 0.228 | 30585.3321 | 32.8872 | 78.2638 | 110.6045
TEK17 | Direct | NoPV | ST | Occupant open | EV charging delay | TEK17 Direct NoPV ST Occupant open EV charging delay | 7082.8028 | 7941.679 | 7610.842 | 7289.0077 | 7082.8028 | 6421.5695 | 6583.2538 | 6226.5172 | 0 | 1520.1095 | 1027.5882 | 1062.4905 | 0 | 2034.4288 | 1027.5882 | 5319.8201 | 0 | 0.74719 | 1 | 0.19972 | 25157.0764 | 21.7608 | 21.4811 | 64.1476
TEK17 | ASHP | NoPV | ST | Occupant open | EV charging delay | TEK17 ASHP NoPV ST Occupant open EV charging delay | 10130.4804 | 10719.5691 | 11286.3765 | 10914.9312 | 10130.4804 | 7901.8469 | 10133.0965 | 8496.7435 | 0 | 2817.7222 | 1153.28 | 2418.1877 | 0 | 6388.5303 | 1153.28 | 11447.9308 | 0 | 0.44106 | 1 | 0.21123 | 41033.9297 | 44.3925 | 56.6562 | 139.2693
TEK17 | Direct | PV panels | ST | Occupant open | EV charging delay | TEK17 Direct PV panels ST Occupant open EV charging delay | 6123.346 | 6737.6505 | 6211.798 | 5908.9702 | 6123.346 | 6147.1768 | 5644.3737 | 5496.9896 | 0 | 590.4737 | 567.4243 | 411.9807 | 0 | 612.9192 | 567.4243 | 2204.7208 | 0 | 0.96338 | 1 | 0.18686 | 20159.4739 | 10.3954 | 11.8385 | 37.0702
TEK17 | ASHP | PV panels | ST | Occupant open | EV charging delay | TEK17 ASHP PV panels ST Occupant open EV charging delay | 7573.4909 | 8237.3283 | 8588.9489 | 7752.5289 | 7573.4909 | 6656.6431 | 7400.0892 | 6594.3451 | 0 | 1580.6852 | 1188.8597 | 1158.1838 | 0 | 3127.5691 | 1188.8597 | 5679.2473 | 0 | 0.5054 | 1 | 0.20393 | 27713.7839 | 42.8084 | 76.6708 | 110.6045
60s | Direct | NoPV | NoST | Normal | EV charging delay | 60s Direct NoPV NoST Normal EV charging delay | 15137.74 | 15620.2284 | 19738.7955 | 15360.8656 | 15137.74 | 10769.1343 | 11437.2125 | 12126.5188 | 0 | 4851.0941 | 8301.583 | 3234.3467 | 0 | 12091.3764 | 8301.583 | 14185.7313 | 0 | 0.4012 | 1 | 0.228 | 67116.2496 | 57.8241 | 78.246 | 164.1332
60s | ASHP | NoPV | NoST | Normal | EV charging delay | 60s ASHP NoPV NoST Normal EV charging delay | 17634.083 | 17096.1459 | 26919.3696 | 18195.8332 | 17634.083 | 12396.5862 | 12087.4452 | 13966.6902 | 0 | 4699.5597 | 14831.9244 | 4229.143 | 0 | 11852.2661 | 14831.9244 | 18548.873 | 0 | 0.39651 | 1 | 0.228 | 80120.9045 | 56.0316 | 148.0978 | 192.076
60s | Direct | PV panels | NoST | Normal | EV charging delay | 60s Direct PV panels NoST Normal EV charging delay | 10910.3531 | 11821.4903 | 11974.4867 | 11104.3527 | 10910.3531 | 8282.5855 | 10336.1715 | 9127.8161 | 0 | 3538.9048 | 1638.3152 | 1976.5365 | 0 | 6955.7402 | 1638.3152 | 8669.0199 | 0 | 0.50877 | 1 | 0.228 | 45095.4305 | 53.1757 | 39.6054 | 132.7563
60s | ASHP | PV panels | NoST | Normal | EV charging delay | 60s ASHP PV panels NoST Normal EV charging delay | 12658.4214 | 13082.0266 | 14915.9002 | 13107.5748 | 12658.4214 | 9353.9883 | 10791.5411 | 10441.1293 | 0 | 3728.0383 | 4124.3591 | 2666.4455 | 0 | 7893.4591 | 4124.3591 | 11694.9364 | 0 | 0.47229 | 1 | 0.228 | 54202.8212 | 54.2857 | 103.3843 | 160.6991
60s | Direct | NoPV | ST | Normal | EV charging delay | 60s Direct NoPV ST Normal EV charging delay | 14401.32 | 15379.6046 | 18902.1175 | 14582.1963 | 14401.32 | 10293.7712 | 11245.4365 | 11503.1429 | 0 | 5085.8334 | 7656.6811 | 3079.0534 | 0 | 12944.8383 | 7656.6811 | 14185.7313 | 0 | 0.39289 | 1 | 0.21705 | 63280.7291 | 65.4185 | 71.6925 | 164.1332
60s | ASHP | NoPV | ST | Normal | EV charging delay | 60s ASHP NoPV ST Normal EV charging delay | 16838.1131 | 16847.1703 | 25912.1408 | 17345.4563 | 16838.1131 | 11878.8652 | 11880.1614 | 13301.5986 | 0 | 4968.3052 | 14031.9794 | 4043.8577 | 0 | 13184.8701 | 14031.9794 | 18548.873 | 0 | 0.37682 | 1 | 0.21801 | 75975.2281 | 65.9293 | 141.3141 | 192.076
60s | Direct | PV panels | ST | Normal | EV charging delay | 60s Direct PV panels ST Normal EV charging delay | 10258.5069 | 11608.4985 | 11781.2882 | 10423.0352 | 10258.5069 | 7912.0747 | 10166.4199 | 8563.2509 | 0 | 3696.4239 | 1614.8683 | 1859.7843 | 0 | 7496.7458 | 1614.8683 | 8669.0199 | 0 | 0.49307 | 1 | 0.21453 | 41700.3981 | 57.1361 | 39.4462 | 132.7563
60s | ASHP | PV panels | ST | Normal | EV charging delay | 60s ASHP PV panels ST Normal EV charging delay | 11952.7982 | 12859.1929 | 14675.1806 | 12354.5504 | 11952.7982 | 8940.9755 | 10607.785 | 9838.0903 | 0 | 3918.2174 | 4067.3956 | 2516.4601 | 0 | 8846.3106 | 4067.3956 | 11694.9364 | 0 | 0.44292 | 1 | 0.21518 | 50527.7005 | 63.595 | 102.2441 | 160.6991
60s | Direct | NoPV | NoST | Occupant open | EV charging delay | 60s Direct NoPV NoST Occupant open EV charging delay | 14808.0154 | 15240.0723 | 18770.453 | 15075.1742 | 14808.0154 | 10525.2915 | 11351.3442 | 11840.8274 | 0 | 4714.7809 | 7419.1087 | 3234.3467 | 0 | 11836.4528 | 7419.1087 | 14185.7313 | 0 | 0.39833 | 1 | 0.228 | 65398.8849 | 56.9214 | 76.5751 | 164.1332
60s | ASHP | NoPV | NoST | Occupant open | EV charging delay | 60s ASHP NoPV NoST Occupant open EV charging delay | 17304.3584 | 16743.5309 | 25868.8592 | 17910.1418 | 17304.3584 | 12158.7624 | 12001.577 | 13680.9988 | 0 | 4584.7684 | 13867.2822 | 4229.143 | 0 | 11651.2899 | 13867.2822 | 18548.873 | 0 | 0.3935 | 1 | 0.228 | 78403.5398 | 55.3748 | 146.4949 | 192.076
60s | Direct | PV panels | NoST | Occupant open | EV charging delay | 60s Direct PV panels NoST Occupant open EV charging delay | 10580.6285 | 11470.5434 | 11731.0892 | 10818.6612 | 10580.6285 | 7994.602 | 10250.3033 | 8842.1247 | 0 | 3475.9413 | 1480.7859 | 1976.5365 | 0 | 6827.7151 | 1480.7859 | 8669.0199 | 0 | 0.50909 | 1 | 0.228 | 43378.0658 | 52.6283 | 37.6362 | 132.7563
60s | ASHP | PV panels | NoST | Occupant open | EV charging delay | 60s ASHP PV panels NoST Occupant open EV charging delay | 12328.6968 | 12742.8444 | 14554.3591 | 12821.8834 | 12328.6968 | 9074.1504 | 10705.6728 | 10155.4379 | 0 | 3668.694 | 3848.6863 | 2666.4455 | 0 | 7888.0762 | 3848.6863 | 11694.9364 | 0 | 0.46509 | 1 | 0.228 | 52485.4565 | 53.1066 | 100.9671 | 160.6991
60s | Direct | NoPV | ST | Occupant open | EV charging delay | 60s Direct NoPV ST Occupant open EV charging delay | 14094.2283 | 15009.9553 | 18014.2708 | 14314.9047 | 14094.2283 | 10069.8513 | 11165.4622 | 11242.6644 | 0 | 4940.104 | 6848.8086 | 3072.2403 | 0 | 12668.8262 | 6848.8086 | 14185.7313 | 0 | 0.38994 | 1 | 0.21657 | 61681.244 | 63.6962 | 70.505 | 164.1332
60s | ASHP | NoPV | ST | Occupant open | EV charging delay | 60s ASHP NoPV ST Occupant open EV charging delay | 16526.0735 | 16503.1827 | 24943.3811 | 17072.5402 | 16526.0735 | 11655.8208 | 11798.8986 | 13037.6888 | 0 | 4847.3619 | 13144.4825 | 4034.8513 | 0 | 12949.0821 | 13144.4825 | 18548.873 | 0 | 0.37434 | 1 | 0.21753 | 74349.9725 | 64.7502 | 139.7112 | 192.076
60s | Direct | PV panels | ST | Occupant open | EV charging delay | 60s Direct PV panels ST Occupant open EV charging delay | 9956.9408 | 11269.9527 | 11549.075 | 10161.0067 | 9956.9408 | 7652.3216 | 10087.8846 | 8306.4872 | 0 | 3617.6311 | 1461.1903 | 1854.5195 | 0 | 7381.3544 | 1461.1903 | 8669.0199 | 0 | 0.4901 | 1 | 0.21392 | 40129.6925 | 56.4843 | 37.477 | 132.7563
60s | ASHP | PV panels | ST | Occupant open | EV charging delay | 60s ASHP PV panels ST Occupant open EV charging delay | 11648.2354 | 12530.9789 | 14328.4165 | 12089.0898 | 11648.2354 | 8684.3622 | 10528.4693 | 9579.2459 | 0 | 3846.6167 | 3799.9471 | 2509.8439 | 0 | 8836.5921 | 3799.9471 | 11694.9364 | 0 | 0.43531 | 1 | 0.21461 | 48941.3865 | 62.0657 | 100.0987 | 160.6991
This chart isn't available in your version of Excel. Editing this shape or saving this workbook into a different file format will permanently break the chart.

## Best tariff
[8 empty] | Cost if no load is shifted |  |  |  | Cost if all load is shifted |  |  |  | Savings/year with shifted heating |  |  |  | Amount of shifted load incentivised |  |  |  | Savings per kWh shifted |  |  |  |  | Max daily shift [kWh]
Building | Heating system | PV panels | Solar thermal | Window openings | Electrical vehicles | Description | Total demand | Energy rate | Measured power tariff | Tiered rate tariff | Time of use tariff | Energy rate | Measured power tariff | Tiered rate tariff | Time of use tariff | Energy rate | Measured power tariff | Tiered rate tariff | Time of use tariff | Energy rate | Measured power tariff | Tiered rate tariff | Time of use tariff | Energy rate | Measured power tariff | Tiered rate tariff | Time of use tariff | Total demand | Measured power rate | Tiered rate tariff | Time of use tariff
TEK17 | ASHP | PV | NoSTC | TC | EVc | TEK17 ASHP PV NoSTC TC EVc | 21516 | 6383.7808 | 7792.2097 | 7211.4464 | 6385.3161 | 6383.7808 | 7541.0751 | 6401.1977 | 5967.5233 | 0 | 251.1345 | 810.2487 | 417.7929 | 0 | 245.6258 | 810.2487 | 2204.7208 | 0 | 1.0224 | 1 | 0.1895 | 21515.9544 | 4.8006 | 13.3446 | 37.0702
TEK17 | Direct | PV | NoSTC | TC | EVc | TEK17 Direct PV NoSTC TC EVc | 26560 | 7351.9798 | 8428.6391 | 8174.6559 | 7776.3586 | 7351.9798 | 7793.2319 | 7342.3545 | 6703.2122 | 0 | 635.4073 | 832.3015 | 1073.1464 | 0 | 838.21 | 832.3015 | 5319.8201 | 0 | 0.75805 | 1 | 0.20173 | 26560.1191 | 21.5034 | 23.0173 | 64.1476
TEK17 | ASHP | PV | NoSTC | OC | EVc | TEK17 ASHP PV NoSTC OC EVc | 41659 | 10250.6468 | 12269.1844 | 13942.1592 | 10665.9224 | 10250.6468 | 8653.1998 | 10164.373 | 8799.0523 | 0 | 3615.9846 | 3777.7861 | 1866.8701 | 0 | 9046.2524 | 3777.7861 | 8669.0199 | 0 | 0.39972 | 1 | 0.21535 | 41659.4602 | 70.3789 | 55.2861 | 132.7563
TEK17 | Direct | PV | NoSTC | OC | EVc | TEK17 Direct PV NoSTC OC EVc | 63247 | 14394.9239 | 16117.1145 | 23395.1641 | 14826.0138 | 14394.9239 | 10553.5362 | 11243.7708 | 11739.8745 | 0 | 5563.5783 | 12151.3933 | 3086.1392 | 0 | 16452.218 | 12151.3933 | 14185.7313 | 0 | 0.33817 | 1 | 0.21755 | 63247.4162 | 72.9402 | 80.6949 | 164.1332
TEK17 | ASHP | PV | NoSTC | TC | EVd | TEK17 ASHP PV NoSTC TC EVd | 21657 | 6410.859 | 7004.2008 | 6402.8068 | 6158.9308 | 6410.859 | 6406.8626 | 5719.2493 | 5744.4575 | 0 | 597.3381 | 683.5575 | 414.4732 | 0 | 605.2963 | 683.5575 | 2204.7208 | 0 | 0.98685 | 1 | 0.18799 | 21656.9868 | 14.1298 | 13.65 | 37.0702
TEK17 | Direct | PV | NoSTC | TC | EVd | TEK17 Direct PV NoSTC TC EVd | 26677 | 7374.7007 | 8189.3624 | 7803.424 | 7544.4904 | 7374.7007 | 6684.3621 | 6659.2713 | 6477.0895 | 0 | 1505.0003 | 1144.1527 | 1067.4009 | 0 | 2054.0282 | 1144.1527 | 5319.8201 | 0 | 0.73271 | 1 | 0.20065 | 26677.4266 | 24.3115 | 23.6011 | 64.1476
TEK17 | ASHP | PV | NoSTC | OC | EVd | TEK17 ASHP PV NoSTC OC EVd | 41700 | 10258.5069 | 11608.4985 | 11781.2882 | 10423.0352 | 10258.5069 | 7912.0747 | 10166.4199 | 8563.2509 | 0 | 3696.4239 | 1614.8683 | 1859.7843 | 0 | 7496.7458 | 1614.8683 | 8669.0199 | 0 | 0.49307 | 1 | 0.21453 | 41700.3981 | 57.1361 | 39.4462 | 132.7563
TEK17 | Direct | PV | NoSTC | OC | EVd | TEK17 Direct PV NoSTC OC EVd | 63281 | 14401.32 | 15379.6046 | 18902.1175 | 14582.1963 | 14401.32 | 10293.7712 | 11245.4365 | 11503.1429 | 0 | 5085.8334 | 7656.6811 | 3079.0534 | 0 | 12944.8383 | 7656.6811 | 14185.7313 | 0 | 0.39289 | 1 | 0.21705 | 63280.7291 | 65.4185 | 71.6925 | 164.1332
TEK17 | ASHP | PV | NoSTC | TC | NoEV | TEK17 ASHP PV NoSTC TC NoEV | 9831 | 3636.2909 | 4642.7144 | 4227.5718 | 3968.3088 | 3636.2909 | 4381.363 | 3618.5255 | 3553.8356 | 0 | 261.3515 | 609.0463 | 414.4732 | 0 | 351.307 | 609.0463 | 2204.7208 | 0 | 0.74394 | 1 | 0.18799 | 9830.9868 | 14.0452 | 19.5046 | 37.0702
TEK17 | Direct | PV | NoSTC | TC | NoEV | TEK17 Direct PV NoSTC TC NoEV | 14851 | 4600.2239 | 5431.6197 | 5720.5763 | 5353.9408 | 4600.2239 | 4655.5479 | 5247.5713 | 4286.5399 | 0 | 776.0718 | 473.005 | 1067.4009 | 0 | 1848.4319 | 473.005 | 5319.8201 | 0 | 0.41985 | 1 | 0.20065 | 14851.4266 | 23.5885 | 19.0136 | 64.1476
TEK17 | ASHP | PV | NoSTC | OC | NoEV | TEK17 ASHP PV NoSTC OC NoEV | 29874 | 7484.0301 | 9130.6981 | 9980.3381 | 8232.4856 | 7484.0301 | 5907.9376 | 8754.7199 | 6372.7013 | 0 | 3222.7605 | 1225.6182 | 1859.7843 | 0 | 8218.2275 | 1225.6182 | 8669.0199 | 0 | 0.39215 | 1 | 0.21453 | 29874.3981 | 50.1289 | 36.2308 | 132.7563
TEK17 | Direct | PV | NoSTC | OC | NoEV | TEK17 Direct PV NoSTC OC NoEV | 51455 | 11626.8432 | 13006.3811 | 15409.0536 | 12391.6467 | 11626.8432 | 8395.5695 | 10522.7365 | 9312.5933 | 0 | 4610.8116 | 4886.3171 | 3079.0534 | 0 | 13262.8816 | 4886.3171 | 14185.7313 | 0 | 0.34765 | 1 | 0.21705 | 51454.7291 | 52.8146 | 51.8475 | 164.1332
TEK17 | ASHP | NoPV | NoSTC | TC | EVc | TEK17 ASHP NoPV NoSTC TC EVc | 24296 | 6917.5218 | 8037.4675 | 7466.8482 | 6963.537 | 6917.5218 | 7790.4964 | 7229.1928 | 6460.8606 | 0 | 246.9711 | 237.6554 | 502.6764 | 0 | 243.6019 | 237.6554 | 2204.7208 | 0 | 1.0138 | 1 | 0.228 | 24295.8556 | 4.8006 | 5.6899 | 37.0702
TEK17 | Direct | NoPV | NoSTC | TC | EVc | TEK17 Direct NoPV NoSTC TC EVc | 29825 | 7474.3697 | 8562.6948 | 8224.6902 | 8122.7264 | 7474.3697 | 7935.5304 | 7374.2268 | 6909.8074 | 0 | 627.1644 | 850.4633 | 1212.919 | 0 | 844.1288 | 850.4633 | 5319.8201 | 0 | 0.74297 | 1 | 0.228 | 29824.5364 | 21.7769 | 23.2908 | 64.1476
TEK17 | ASHP | NoPV | NoSTC | OC | EVc | TEK17 ASHP NoPV NoSTC OC EVc | 45095 | 10910.3531 | 12527.3165 | 14271.9555 | 11352.2343 | 10910.3531 | 8980.3128 | 10336.1715 | 9375.6977 | 0 | 3547.0037 | 3935.7839 | 1976.5365 | 0 | 9095.4212 | 3935.7839 | 8669.0199 | 0 | 0.38998 | 1 | 0.228 | 45095.4305 | 67.8742 | 55.4453 | 132.7563
TEK17 | Direct | NoPV | NoSTC | OC | EVc | TEK17 Direct NoPV NoSTC OC EVc | 67116 | 15137.74 | 16386.8509 | 24482.6792 | 15608.7472 | 15137.74 | 11010.2355 | 11437.2125 | 12374.4004 | 0 | 5376.6155 | 13045.4667 | 3234.3467 | 0 | 16072.983 | 13045.4667 | 14185.7313 | 0 | 0.33451 | 1 | 0.228 | 67116.2496 | 68.707 | 87.4787 | 164.1332
TEK17 | ASHP | NoPV | NoSTC | TC | EVd | TEK17 ASHP NoPV NoSTC TC EVd | 24296 | 6917.5218 | 7246.4008 | 6601.3072 | 6715.6554 | 6917.5218 | 6642.0604 | 5851.1928 | 6212.979 | 0 | 604.3403 | 750.1144 | 502.6764 | 0 | 597.866 | 750.1144 | 2204.7208 | 0 | 1.0108 | 1 | 0.228 | 24295.8556 | 14.2868 | 13.7643 | 37.0702
TEK17 | Direct | NoPV | NoSTC | TC | EVd | TEK17 Direct NoPV NoSTC TC EVd | 29825 | 7474.3697 | 7318.9105 | 7162.9254 | 7626.9632 | 7474.3697 | 6675.0711 | 6685.2268 | 6414.0442 | 0 | 643.8394 | 477.6986 | 1212.919 | 0 | 1164.5024 | 477.6986 | 5319.8201 | 0 | 0.55289 | 1 | 0.228 | 29824.5364 | 20.57 | 24.299 | 64.1476
TEK17 | ASHP | NoPV | NoSTC | OC | EVd | TEK17 ASHP NoPV NoSTC OC EVd | 45095 | 10910.3531 | 11821.4903 | 11974.4867 | 11104.3527 | 10910.3531 | 8282.5855 | 10336.1715 | 9127.8161 | 0 | 3538.9048 | 1638.3152 | 1976.5365 | 0 | 6955.7402 | 1638.3152 | 8669.0199 | 0 | 0.50877 | 1 | 0.228 | 45095.4305 | 53.1757 | 39.6054 | 132.7563
TEK17 | Direct | NoPV | NoSTC | OC | EVd | TEK17 Direct NoPV NoSTC OC EVd | 67116 | 15137.74 | 15620.2284 | 19738.7955 | 15360.8656 | 15137.74 | 10769.1343 | 11437.2125 | 12126.5188 | 0 | 4851.0941 | 8301.583 | 3234.3467 | 0 | 12091.3764 | 8301.583 | 14185.7313 | 0 | 0.4012 | 1 | 0.228 | 67116.2496 | 57.8241 | 78.246 | 164.1332
TEK17 | ASHP | NoPV | NoSTC | TC | NoEV | TEK17 ASHP NoPV NoSTC TC NoEV | 12470 | 4143.045 | 4881.4197 | 4467.8131 | 4525.1058 | 4143.045 | 4623.7564 | 3750.4928 | 4022.4294 | 0 | 257.6634 | 717.3203 | 502.6764 | 0 | 368.142 | 717.3203 | 2204.7208 | 0 | 0.6999 | 1 | 0.228 | 12469.8556 | 14.7431 | 20.2457 | 37.0702
TEK17 | Direct | NoPV | NoSTC | TC | NoEV | TEK17 Direct NoPV NoSTC TC NoEV | 17999 | 5204.4689 | 5711.473 | 5913.6204 | 6037.5272 | 5204.4689 | 4940.8427 | 5404.9268 | 4824.6082 | 0 | 770.6304 | 508.6936 | 1212.919 | 0 | 1884.3287 | 508.6936 | 5319.8201 | 0 | 0.40897 | 1 | 0.228 | 17998.5364 | 20.0129 | 19.8707 | 64.1476
TEK17 | ASHP | NoPV | NoSTC | OC | NoEV | TEK17 ASHP NoPV NoSTC OC NoEV | 33269 | 8135.8763 | 9393.7457 | 10208.8352 | 8913.8031 | 8135.8763 | 6296.7555 | 8924.4715 | 6937.2665 | 0 | 3096.9902 | 1284.3637 | 1976.5365 | 0 | 8268.5826 | 1284.3637 | 8669.0199 | 0 | 0.37455 | 1 | 0.228 | 33269.4305 | 47.8436 | 38.0326 | 132.7563
TEK17 | Direct | NoPV | NoSTC | OC | NoEV | TEK17 Direct NoPV NoSTC OC NoEV | 55290 | 12363.2632 | 13279.1207 | 16226.5089 | 13170.316 | 12363.2632 | 8884.4294 | 10714.5125 | 9935.9692 | 0 | 4394.6913 | 5511.9964 | 3234.3467 | 0 | 13242.366 | 5511.9964 | 14185.7313 | 0 | 0.33187 | 1 | 0.228 | 55290.2496 | 48.9689 | 58.6312 | 164.1332
TEK17 | ASHP | PV | STC | TC | EVc | TEK17 ASHP PV STC TC EVc | 19992 | 6091.1785 | 6977.3765 | 6699.4187 | 6131.0958 | 6091.1785 | 6714.3164 | 6324.9967 | 5715.1792 | 0 | 263.0601 | 374.422 | 415.9166 | 0 | 271.38 | 374.422 | 2204.7208 | 0 | 0.96934 | 1 | 0.18865 | 19991.9347 | 8.1201 | 11.391 | 37.0702
TEK17 | Direct | PV | STC | TC | EVc | TEK17 Direct PV STC TC EVc | 25017 | 7055.8278 | 7627.1812 | 7844.8461 | 7517.6452 | 7055.8278 | 6965.5487 | 7265.2291 | 6448.3798 | 0 | 661.6325 | 579.617 | 1069.2654 | 0 | 1162.9975 | 579.617 | 5319.8201 | 0 | 0.5689 | 1 | 0.201 | 25016.5816 | 27.7315 | 21.1894 | 64.1476
TEK17 | ASHP | PV | STC | OC | EVc | TEK17 ASHP PV STC OC EVc | 40082 | 9947.771 | 11658.1911 | 13393.5682 | 10403.0617 | 9947.771 | 7923.7452 | 10085.4967 | 8539.9331 | 0 | 3734.4459 | 3308.0715 | 1863.1286 | 0 | 10266.1247 | 3308.0715 | 8669.0199 | 0 | 0.36376 | 1 | 0.21492 | 40081.9332 | 69.1098 | 53.5787 | 132.7563
TEK17 | Direct | PV | STC | OC | EVc | TEK17 Direct PV STC OC EVc | 61643 | 14086.85 | 15541.4721 | 22379.5657 | 14558.0979 | 14086.85 | 10107.0931 | 11163.5408 | 11477.2486 | 0 | 5434.379 | 11216.025 | 3080.8494 | 0 | 16807.8279 | 11216.025 | 14185.7313 | 0 | 0.32332 | 1 | 0.21718 | 61642.8151 | 71.4572 | 79.3506 | 164.1332
TEK17 | ASHP | PV | STC | TC | EVd | TEK17 ASHP PV STC TC EVd | 20159 | 6123.346 | 6737.6505 | 6211.798 | 5908.9702 | 6123.346 | 6147.1768 | 5644.3737 | 5496.9896 | 0 | 590.4737 | 567.4243 | 411.9807 | 0 | 612.9192 | 567.4243 | 2204.7208 | 0 | 0.96338 | 1 | 0.18686 | 20159.4739 | 10.3954 | 11.8385 | 37.0702
TEK17 | Direct | PV | STC | TC | EVd | TEK17 Direct PV STC TC EVd | 25157 | 7082.8028 | 7941.679 | 7610.842 | 7289.0077 | 7082.8028 | 6421.5695 | 6583.2538 | 6226.5172 | 0 | 1520.1095 | 1027.5882 | 1062.4905 | 0 | 2034.4288 | 1027.5882 | 5319.8201 | 0 | 0.74719 | 1 | 0.19972 | 25157.0764 | 21.7608 | 21.4811 | 64.1476
TEK17 | ASHP | PV | STC | OC | EVd | TEK17 ASHP PV STC OC EVd | 40130 | 9956.9408 | 11269.9527 | 11549.075 | 10161.0067 | 9956.9408 | 7652.3216 | 10087.8846 | 8306.4872 | 0 | 3617.6311 | 1461.1903 | 1854.5195 | 0 | 7381.3544 | 1461.1903 | 8669.0199 | 0 | 0.4901 | 1 | 0.21392 | 40129.6925 | 56.4843 | 37.477 | 132.7563
TEK17 | Direct | PV | STC | OC | EVd | TEK17 Direct PV STC OC EVd | 61681 | 14094.2283 | 15009.9553 | 18014.2708 | 14314.9047 | 14094.2283 | 10069.8513 | 11165.4622 | 11242.6644 | 0 | 4940.104 | 6848.8086 | 3072.2403 | 0 | 12668.8262 | 6848.8086 | 14185.7313 | 0 | 0.38994 | 1 | 0.21657 | 61681.244 | 63.6962 | 70.505 | 164.1332
TEK17 | ASHP | PV | STC | TC | NoEV | TEK17 ASHP PV STC TC NoEV | 8333 | 3348.8692 | 3921.987 | 3893.0307 | 3718.4206 | 3348.8692 | 3568.9215 | 3543.6737 | 3306.44 | 0 | 353.0654 | 349.357 | 411.9807 | 0 | 587.8029 | 349.357 | 2204.7208 | 0 | 0.60065 | 1 | 0.18686 | 8333.4739 | 19.5383 | 17.5271 | 37.0702
TEK17 | Direct | PV | STC | TC | NoEV | TEK17 Direct PV STC TC NoEV | 13331 | 4308.1252 | 4929.0814 | 5480.7062 | 5098.299 | 4308.1252 | 3880.8637 | 4482.5015 | 4035.8086 | 0 | 1048.2177 | 998.2047 | 1062.4905 | 0 | 2422.3365 | 998.2047 | 5319.8201 | 0 | 0.43273 | 1 | 0.19972 | 13331.0764 | 22.6398 | 27.9259 | 64.1476
TEK17 | ASHP | PV | STC | OC | NoEV | TEK17 ASHP PV STC OC NoEV | 28304 | 7182.464 | 8565.9765 | 9668.3269 | 7970.4571 | 7182.464 | 5413.4924 | 8676.1846 | 6115.9376 | 0 | 3152.484 | 992.1423 | 1854.5195 | 0 | 8461.7637 | 992.1423 | 8669.0199 | 0 | 0.37256 | 1 | 0.21392 | 28303.6925 | 48.8598 | 34.5764 | 132.7563
TEK17 | Direct | PV | STC | OC | NoEV | TEK17 Direct PV STC OC NoEV | 49855 | 11319.7515 | 12451.0311 | 14626.3096 | 12124.3551 | 11319.7515 | 8120.9912 | 10442.7622 | 9052.1148 | 0 | 4330.0399 | 4183.5474 | 3072.2403 | 0 | 12904.7969 | 4183.5474 | 14185.7313 | 0 | 0.33554 | 1 | 0.21657 | 49855.244 | 51.2873 | 50.4401 | 164.1332
TEK17 | ASHP | NoPV | STC | TC | EVc | TEK17 ASHP NoPV STC TC EVc | 22578 | 6587.807 | 7171.05 | 6832.9657 | 6677.8532 | 6587.807 | 6911.3173 | 6454.3271 | 6175.1769 | 0 | 259.7327 | 378.6387 | 502.6764 | 0 | 273.3072 | 378.6387 | 2204.7208 | 0 | 0.95033 | 1 | 0.228 | 22578.4908 | 8.3337 | 11.6644 | 37.0702
TEK17 | Direct | NoPV | STC | TC | EVc | TEK17 Direct NoPV STC TC EVc | 28107 | 7649.2211 | 7844.4414 | 8008.7236 | 8190.267 | 7649.2211 | 7188.5723 | 7419.7586 | 6977.348 | 0 | 655.8691 | 588.965 | 1212.919 | 0 | 1199.992 | 588.965 | 5319.8201 | 0 | 0.54656 | 1 | 0.228 | 28107.1717 | 28.1765 | 21.4628 | 64.1476
TEK17 | ASHP | NoPV | STC | OC | EVc | TEK17 ASHP NoPV STC OC EVc | 43378 | 10580.6285 | 11881.942 | 13692.9588 | 11066.5428 | 10580.6285 | 8230.1888 | 10250.3033 | 9090.0063 | 0 | 3651.7532 | 3442.6555 | 1976.5365 | 0 | 10326.5066 | 3442.6555 | 8669.0199 | 0 | 0.35363 | 1 | 0.228 | 43378.0658 | 66.6722 | 53.7379 | 132.7563
TEK17 | Direct | NoPV | STC | OC | EVc | TEK17 Direct NoPV STC OC EVc | 65399 | 14808.0154 | 15796.9185 | 23426.3213 | 15323.0558 | 14808.0154 | 10558.2959 | 11351.3442 | 12088.709 | 0 | 5238.6226 | 12074.9771 | 3234.3467 | 0 | 16348.4433 | 12074.9771 | 14185.7313 | 0 | 0.32044 | 1 | 0.228 | 65398.8849 | 67.505 | 86.0645 | 164.1332
TEK17 | ASHP | NoPV | STC | TC | EVd | TEK17 ASHP NoPV STC TC EVd | 22578 | 6587.7973 | 6947.2949 | 6360.9837 | 6429.964 | 6587.7973 | 6348.73 | 5765.3245 | 5927.2876 | 0 | 598.5649 | 595.6591 | 502.6764 | 0 | 610.5594 | 595.6591 | 2204.7208 | 0 | 0.98035 | 1 | 0.228 | 22578.4908 | 10.5096 | 11.9527 | 37.0702
TEK17 | Direct | NoPV | STC | TC | EVd | TEK17 Direct NoPV STC TC EVd | 28107 | 7649.2211 | 8171.1947 | 7787.1686 | 7942.3854 | 7649.2211 | 6667.3854 | 6730.7586 | 6729.4664 | 0 | 1503.8094 | 1056.41 | 1212.919 | 0 | 1923.7691 | 1056.41 | 5319.8201 | 0 | 0.7817 | 1 | 0.228 | 28107.1717 | 19.6428 | 22.1156 | 64.1476
TEK17 | ASHP | NoPV | STC | OC | EVd | TEK17 ASHP NoPV STC OC EVd | 43378 | 10580.6285 | 11470.5434 | 11731.0892 | 10818.6612 | 10580.6285 | 7994.602 | 10250.3033 | 8842.1247 | 0 | 3475.9413 | 1480.7859 | 1976.5365 | 0 | 6827.7151 | 1480.7859 | 8669.0199 | 0 | 0.50909 | 1 | 0.228 | 43378.0658 | 52.6283 | 37.6362 | 132.7563
TEK17 | Direct | NoPV | STC | OC | EVd | TEK17 Direct NoPV STC OC EVd | 65399 | 14808.0154 | 15240.0723 | 18770.453 | 15075.1742 | 14808.0154 | 10525.2915 | 11351.3442 | 11840.8274 | 0 | 4714.7809 | 7419.1087 | 3234.3467 | 0 | 11836.4528 | 7419.1087 | 14185.7313 | 0 | 0.39833 | 1 | 0.228 | 65398.8849 | 56.9214 | 76.5751 | 164.1332
TEK17 | ASHP | NoPV | STC | TC | NoEV | TEK17 ASHP NoPV STC TC NoEV | 10752 | 3813.3302 | 4184.2006 | 4043.5 | 4239.422 | 3813.3302 | 3823.008 | 3664.6271 | 3736.7457 | 0 | 361.1926 | 378.873 | 502.6764 | 0 | 602.4478 | 378.873 | 2204.7208 | 0 | 0.59954 | 1 | 0.228 | 10752.4908 | 16.313 | 18.225 | 37.0702
TEK17 | Direct | NoPV | STC | TC | NoEV | TEK17 Direct NoPV STC TC NoEV | 16281 | 4874.7443 | 5206.3525 | 5716.6738 | 5751.8358 | 4874.7443 | 4208.4601 | 5319.0586 | 4538.9168 | 0 | 997.8924 | 397.6152 | 1212.919 | 0 | 2303.1417 | 397.6152 | 5319.8201 | 0 | 0.43327 | 1 | 0.228 | 16281.1717 | 18.4764 | 17.783 | 64.1476
TEK17 | ASHP | NoPV | STC | OC | NoEV | TEK17 ASHP NoPV STC OC NoEV | 31552 | 7806.1517 | 8845.1269 | 9880.9956 | 8628.1116 | 7806.1517 | 5827.2216 | 8838.6033 | 6651.5751 | 0 | 3017.9052 | 1042.3923 | 1976.5365 | 0 | 8482.3263 | 1042.3923 | 8669.0199 | 0 | 0.35579 | 1 | 0.228 | 31552.0658 | 46.5567 | 36.6252 | 132.7563
TEK17 | Direct | NoPV | STC | OC | NoEV | TEK17 Direct NoPV STC OC NoEV | 53573 | 12033.5386 | 12765.0041 | 15361.2132 | 12884.6246 | 12033.5386 | 8597.3097 | 10628.6442 | 9650.2778 | 0 | 4167.6944 | 4732.5689 | 3234.3467 | 0 | 12892.9567 | 4732.5689 | 14185.7313 | 0 | 0.32325 | 1 | 0.228 | 53572.8849 | 47.8621 | 57.2238 | 164.1332
60s | ASHP | PV | NoSTC | TC | EVc | 60s ASHP PV NoSTC TC EVc | 29109 | 7841.2738 | 8754.4159 | 9002.9691 | 8238.092 | 7841.2738 | 7940.1409 | 8158.8268 | 7070.0699 | 0 | 814.2749 | 844.1423 | 1168.022 | 0 | 1457.9623 | 844.1423 | 5679.2473 | 0 | 0.5585 | 1 | 0.20566 | 29108.5358 | 44.2255 | 60.1982 | 110.6045
60s | Direct | PV | NoSTC | TC | EVc | 60s Direct PV NoSTC TC EVc | 42496 | 10411.2156 | 10450.3468 | 11609.5197 | 11415.0344 | 10411.2156 | 8818.3949 | 10206.2071 | 8981.4321 | 0 | 1631.9519 | 1403.3126 | 2433.6023 | 0 | 4409.272 | 1403.3126 | 11447.9308 | 0 | 0.37012 | 1 | 0.21258 | 42496.1415 | 44.792 | 59.2902 | 139.2693
60s | ASHP | PV | NoSTC | OC | EVc | 60s ASHP PV NoSTC OC EVc | 50488 | 11945.0938 | 13404.891 | 16396.3701 | 12597.5365 | 11945.0938 | 9489.5827 | 10605.7787 | 10073.9805 | 0 | 3915.3082 | 5790.5914 | 2523.556 | 0 | 9794.1088 | 5790.5914 | 11694.9364 | 0 | 0.39976 | 1 | 0.21578 | 50487.5735 | 64.4541 | 102.2441 | 160.6991
60s | Direct | PV | NoSTC | OC | EVc | 60s Direct PV NoSTC OC EVc | 75943 | 16831.8813 | 17465.7351 | 28579.0347 | 17589.3781 | 16831.8813 | 12059.5553 | 11878.5385 | 13538.4245 | 0 | 5406.1799 | 16700.4962 | 4050.9536 | 0 | 15421.3791 | 16700.4962 | 18548.873 | 0 | 0.35056 | 1 | 0.21839 | 75942.7706 | 67.9894 | 141.3141 | 192.076
60s | ASHP | PV | NoSTC | TC | EVd | 60s ASHP PV NoSTC TC EVd | 29235 | 7865.5531 | 8489.121 | 8756.0316 | 8007.5593 | 7865.5531 | 6920.3813 | 7476.1495 | 6844.9548 | 0 | 1568.7398 | 1279.8821 | 1162.6045 | 0 | 3011.6938 | 1279.8821 | 5679.2473 | 0 | 0.52088 | 1 | 0.20471 | 29234.9902 | 44.4315 | 79.0759 | 110.6045
60s | Direct | PV | NoSTC | TC | EVd | 60s Direct PV NoSTC TC EVd | 42601 | 10431.3019 | 10910.523 | 11461.6734 | 11179.9951 | 10431.3019 | 8161.0158 | 10211.4379 | 8753.4385 | 0 | 2749.5072 | 1250.2355 | 2426.5566 | 0 | 6297.9982 | 1250.2355 | 11447.9308 | 0 | 0.43657 | 1 | 0.21196 | 42600.7576 | 45.6536 | 59.0613 | 139.2693
60s | ASHP | PV | NoSTC | OC | EVd | 60s ASHP PV NoSTC OC EVd | 50528 | 11952.7982 | 12859.1929 | 14675.1806 | 12354.5504 | 11952.7982 | 8940.9755 | 10607.785 | 9838.0903 | 0 | 3918.2174 | 4067.3956 | 2516.4601 | 0 | 8846.3106 | 4067.3956 | 11694.9364 | 0 | 0.44292 | 1 | 0.21518 | 50527.7005 | 63.595 | 102.2441 | 160.6991
60s | Direct | PV | NoSTC | OC | EVd | 60s Direct PV NoSTC OC EVd | 75975 | 16838.1131 | 16847.1703 | 25912.1408 | 17345.4563 | 16838.1131 | 11878.8652 | 11880.1614 | 13301.5986 | 0 | 4968.3052 | 14031.9794 | 4043.8577 | 0 | 13184.8701 | 14031.9794 | 18548.873 | 0 | 0.37682 | 1 | 0.21801 | 75975.2281 | 65.9293 | 141.3141 | 192.076
60s | ASHP | PV | NoSTC | TC | NoEV | 60s ASHP PV NoSTC TC NoEV | 17409 | 5091.0763 | 5797.8401 | 6567.4484 | 5817.0097 | 5091.0763 | 4888.9336 | 5375.4495 | 4654.4052 | 0 | 908.9065 | 1191.9989 | 1162.6045 | 0 | 1939.2746 | 1191.9989 | 5679.2473 | 0 | 0.46868 | 1 | 0.20471 | 17408.9902 | 34.4722 | 86.3477 | 110.6045
60s | Direct | PV | NoSTC | TC | NoEV | 60s Direct PV NoSTC TC NoEV | 30775 | 7656.8251 | 7880.8343 | 9226.4528 | 8989.4455 | 7656.8251 | 6157.0488 | 8110.7379 | 6562.8889 | 0 | 1723.7855 | 1115.7149 | 2426.5566 | 0 | 4428.1397 | 1115.7149 | 11447.9308 | 0 | 0.38928 | 1 | 0.21196 | 30774.7576 | 35.5471 | 64.9801 | 139.2693
60s | ASHP | PV | NoSTC | OC | NoEV | 60s ASHP PV NoSTC OC NoEV | 38702 | 9178.3214 | 10291.5411 | 11456.0152 | 10164.0008 | 9178.3214 | 6957.6314 | 9885.085 | 7647.5407 | 0 | 3333.9097 | 1570.9302 | 2516.4601 | 0 | 7995.5644 | 1570.9302 | 11694.9364 | 0 | 0.41697 | 1 | 0.21518 | 38701.7005 | 51.7531 | 69.8441 | 160.6991
60s | Direct | Pv | NoSTC | OC | NoEV | 60s Direct Pv NoSTC OC NoEV | 64149 | 14063.6363 | 14370.3034 | 18933.7933 | 15154.9067 | 14063.6363 | 9992.9755 | 11157.4614 | 11111.049 | 0 | 4377.3279 | 7776.3319 | 4043.8577 | 0 | 11874.0285 | 7776.3319 | 18548.873 | 0 | 0.36865 | 1 | 0.21801 | 64149.2281 | 54.4633 | 108.9141 | 192.076
60s | ASHP | NoPV | NoSTC | TC | EVc | 60s ASHP NoPV NoSTC TC EVc | 32303 | 8454.5527 | 9010.4875 | 9175.6458 | 8914.3898 | 8454.5527 | 8220.2428 | 8318.5348 | 7619.5214 | 0 | 790.2447 | 857.111 | 1294.8684 | 0 | 1412.03 | 857.111 | 5679.2473 | 0 | 0.55965 | 1 | 0.228 | 32302.6968 | 41.2814 | 61.0553 | 110.6045
60s | Direct | NoPV | NoSTC | TC | EVc | 60s Direct NoPV NoSTC TC EVc | 46292 | 11139.0303 | 10732.15 | 11822.5185 | 12220.1591 | 11139.0303 | 9174.2286 | 10395.7421 | 9610.0309 | 0 | 1557.9214 | 1426.7763 | 2610.1282 | 0 | 4086.9763 | 1426.7763 | 11447.9308 | 0 | 0.38119 | 1 | 0.228 | 46292.4231 | 38.7767 | 60.1473 | 139.2693
60s | ASHP | NoPV | NoSTC | OC | EVc | 60s ASHP NoPV NoSTC OC EVc | 54203 | 12658.4214 | 13671.8818 | 16780.1921 | 13355.4564 | 12658.4214 | 9873.4446 | 10791.5411 | 10689.0109 | 0 | 3798.4372 | 5988.6511 | 2666.4455 | 0 | 9511.6437 | 5988.6511 | 11694.9364 | 0 | 0.39935 | 1 | 0.228 | 54202.8212 | 59.7327 | 103.3843 | 160.6991
60s | Direct | NoPV | NoSTC | OC | EVc | 60s Direct NoPV NoSTC OC EVc | 80121 | 17634.083 | 17745.3873 | 29826.8368 | 18443.7148 | 17634.083 | 12570.8914 | 12087.4452 | 14214.5718 | 0 | 5174.4959 | 17739.3916 | 4229.143 | 0 | 14665.4195 | 17739.3916 | 18548.873 | 0 | 0.35284 | 1 | 0.228 | 80120.9045 | 63.2916 | 148.0978 | 192.076
60s | ASHP | NoPV | NoSTC | TC | EVd | 60s ASHP NoPV NoSTC TC EVd | 32303 | 8453.8615 | 8759.1641 | 8935.3057 | 8665.961 | 8453.8615 | 7207.8158 | 7629.3548 | 7371.0926 | 0 | 1551.3482 | 1305.9509 | 1294.8684 | 0 | 2740.1177 | 1305.9509 | 5679.2473 | 0 | 0.56616 | 1 | 0.228 | 32302.6968 | 33.9294 | 80.5572 | 110.6045
60s | Direct | NoPV | NoSTC | TC | EVd | 60s Direct NoPV NoSTC TC EVd | 46292 | 11139.4105 | 11184.6862 | 11671.3649 | 11972.5785 | 11139.4105 | 8569.834 | 10395.8412 | 9362.4503 | 0 | 2614.8522 | 1275.5238 | 2610.1282 | 0 | 5291.5986 | 1275.5238 | 11447.9308 | 0 | 0.49415 | 1 | 0.228 | 46292.4231 | 32.3132 | 59.9184 | 139.2693
60s | ASHP | NoPV | NoSTC | OC | EVd | 60s ASHP NoPV NoSTC OC EVd | 54203 | 12658.4214 | 13082.0266 | 14915.9002 | 13107.5748 | 12658.4214 | 9353.9883 | 10791.5411 | 10441.1293 | 0 | 3728.0383 | 4124.3591 | 2666.4455 | 0 | 7893.4591 | 4124.3591 | 11694.9364 | 0 | 0.47229 | 1 | 0.228 | 54202.8212 | 54.2857 | 103.3843 | 160.6991
60s | Direct | NoPV | NoSTC | OC | EVd | 60s Direct NoPV NoSTC OC EVd | 80121 | 17634.083 | 17096.1459 | 26919.3696 | 18195.8332 | 17634.083 | 12396.5862 | 12087.4452 | 13966.6902 | 0 | 4699.5597 | 14831.9244 | 4229.143 | 0 | 11852.2661 | 14831.9244 | 18548.873 | 0 | 0.39651 | 1 | 0.228 | 80120.9045 | 56.0316 | 148.0978 | 192.076
60s | ASHP | NoPV | NoSTC | TC | NoEV | 60s ASHP NoPV NoSTC TC NoEV | 20477 | 5680.0693 | 6052.7578 | 6789.5553 | 6475.9533 | 5680.0693 | 5182.8832 | 4472.1012 | 5181.0849 | 0 | 869.8746 | 2317.4541 | 1294.8684 | 0 | 1868.7173 | 2317.4541 | 5679.2473 | 0 | 0.46549 | 1 | 0.228 | 20476.6968 | 26.9148 | 92.6852 | 110.6045
60s | Direct | NoPV | NoSTC | TC | NoEV | 60s Direct NoPV NoSTC TC NoEV | 34466 | 8365.6249 | 8173.8254 | 9478.225 | 9782.5761 | 8365.6249 | 6581.7265 | 8295.3212 | 7172.4479 | 0 | 1592.099 | 1182.9039 | 2610.1282 | 0 | 3842.2165 | 1182.9039 | 11447.9308 | 0 | 0.41437 | 1 | 0.228 | 34466.4231 | 24.6398 | 68.7441 | 139.2693
60s | ASHP | NoPV | NoSTC | OC | NoEV | 60s ASHP NoPV NoSTC OC NoEV | 42377 | 9883.9446 | 10561.021 | 11686.8957 | 10917.0252 | 9883.9446 | 7391.0937 | 10068.8411 | 8250.5797 | 0 | 3169.9273 | 1618.0546 | 2666.4455 | 0 | 7642.247 | 1618.0546 | 11694.9364 | 0 | 0.41479 | 1 | 0.228 | 42376.8212 | 42.8446 | 70.9843 | 160.6991
60s | Direct | NoPV | NoSTC | OC | NoEV | 60s Direct NoPV NoSTC OC NoEV | 68295 | 14859.6062 | 14652.9894 | 19921.6278 | 16005.2836 | 14859.6062 | 10523.4116 | 11364.7452 | 11776.1406 | 0 | 4129.5778 | 8556.8825 | 4229.143 | 0 | 11284.784 | 8556.8825 | 18548.873 | 0 | 0.36594 | 1 | 0.228 | 68294.9045 | 44.4248 | 115.6978 | 192.076
60s | ASHP | PV | STC | TC | EVc | 60s ASHP PV STC TC EVc | 27564 | 7544.1761 | 7964.2102 | 8696.6434 | 7979.1388 | 7544.1761 | 7128.8669 | 7392.4551 | 6814.5883 | 0 | 835.3433 | 1304.1882 | 1164.5505 | 0 | 1878.0802 | 1304.1882 | 5679.2473 | 0 | 0.44479 | 1 | 0.20505 | 27563.5524 | 45.1214 | 76.6708 | 110.6045
60s | Direct | PV | STC | TC | EVc | 60s Direct PV STC TC EVc | 40910 | 10105.6063 | 9732.3049 | 11285.429 | 11146.7217 | 10105.6063 | 8100.7182 | 10126.6189 | 8720.001 | 0 | 1631.5867 | 1158.8101 | 2426.7207 | 0 | 5294.32 | 1158.8101 | 11447.9308 | 0 | 0.30818 | 1 | 0.21198 | 40909.9071 | 43.3682 | 56.9909 | 139.2693
60s | ASHP | PV | STC | OC | EVc | 60s ASHP PV STC OC EVc | 48895 | 11639.2535 | 12826.7912 | 15809.4977 | 12331.2642 | 11639.2535 | 8854.8276 | 10526.1303 | 9812.7991 | 0 | 3971.9637 | 5283.3674 | 2518.4651 | 0 | 10762.2439 | 5283.3674 | 11694.9364 | 0 | 0.36906 | 1 | 0.21535 | 48894.6062 | 62.7915 | 100.0987 | 160.6991
60s | Direct | PV | STC | OC | EVc | 60s Direct PV STC OC EVc | 74312 | 16518.8659 | 16923.5472 | 27499.2714 | 17315.842 | 16518.8659 | 11673.5405 | 11797.0217 | 13272.3695 | 0 | 5250.0067 | 15702.2497 | 4043.4725 | 0 | 15599.2689 | 15702.2497 | 18548.873 | 0 | 0.33655 | 1 | 0.21799 | 74312.4331 | 66.2938 | 139.7112 | 192.076
60s | ASHP | PV | STC | TC | EVd | 60s ASHP PV STC TC EVd | 27714 | 7573.4909 | 8237.3283 | 8588.9489 | 7752.5289 | 7573.4909 | 6656.6431 | 7400.0892 | 6594.3451 | 0 | 1580.6852 | 1188.8597 | 1158.1838 | 0 | 3127.5691 | 1188.8597 | 5679.2473 | 0 | 0.5054 | 1 | 0.20393 | 27713.7839 | 42.8084 | 76.6708 | 110.6045
60s | Direct | PV | STC | TC | EVd | 60s Direct PV STC TC EVd | 41034 | 10130.4804 | 10719.5691 | 11286.3765 | 10914.9312 | 10130.4804 | 7901.8469 | 10133.0965 | 8496.7435 | 0 | 2817.7222 | 1153.28 | 2418.1877 | 0 | 6388.5303 | 1153.28 | 11447.9308 | 0 | 0.44106 | 1 | 0.21123 | 41033.9297 | 44.3925 | 56.6562 | 139.2693
60s | ASHP | PV | STC | OC | EVd | 60s ASHP PV STC OC EVd | 48941 | 11648.2354 | 12530.9789 | 14328.4165 | 12089.0898 | 11648.2354 | 8684.3622 | 10528.4693 | 9579.2459 | 0 | 3846.6167 | 3799.9471 | 2509.8439 | 0 | 8836.5921 | 3799.9471 | 11694.9364 | 0 | 0.43531 | 1 | 0.21461 | 48941.3865 | 62.0657 | 100.0987 | 160.6991
60s | Direct | PV | STC | OC | EVd | 60s Direct PV STC OC EVd | 74350 | 16526.0735 | 16503.1827 | 24943.3811 | 17072.5402 | 16526.0735 | 11655.8208 | 11798.8986 | 13037.6888 | 0 | 4847.3619 | 13144.4825 | 4034.8513 | 0 | 12949.0821 | 13144.4825 | 18548.873 | 0 | 0.37434 | 1 | 0.21753 | 74349.9725 | 64.7502 | 139.7112 | 192.076
60s | ASHP | PV | STC | TC | NoEV | 60s ASHP PV STC TC NoEV | 15888 | 4799.0141 | 5255.9204 | 6366.3653 | 5561.9793 | 4799.0141 | 4146.9006 | 5299.3892 | 4403.7955 | 0 | 1109.0198 | 1066.9761 | 1158.1838 | 0 | 2516.7693 | 1066.9761 | 5679.2473 | 0 | 0.44065 | 1 | 0.20393 | 15887.7839 | 32.729 | 83.9616 | 110.6045
60s | Direct | PV | STC | TC | NoEV | 60s Direct PV STC TC NoEV | 29208 | 7356.0036 | 7611.4279 | 9012.7963 | 8724.3816 | 7356.0036 | 5614.4712 | 8032.3965 | 6306.1939 | 0 | 1996.9567 | 980.3998 | 2418.1877 | 0 | 4805.9459 | 980.3998 | 11447.9308 | 0 | 0.41552 | 1 | 0.21123 | 29207.9297 | 34.197 | 62.6867 | 139.2693
60s | ASHP | PV | STC | OC | NoEV | 60s ASHP PV STC OC NoEV | 37115 | 8873.7586 | 9768.5855 | 11157.9889 | 9898.5402 | 8873.7586 | 6517.5659 | 9805.7693 | 7388.6963 | 0 | 3251.0196 | 1352.2196 | 2509.8439 | 0 | 8179.0823 | 1352.2196 | 11694.9364 | 0 | 0.39748 | 1 | 0.21461 | 37115.3865 | 50.4145 | 67.6987 | 160.6991
60s | Direct | PV | STC | OC | NoEV | 60s Direct PV STC OC NoEV | 62524 | 13751.5967 | 13862.6985 | 18091.1831 | 14881.9906 | 13751.5967 | 9732.1722 | 11076.1986 | 10847.1392 | 0 | 4130.5263 | 7014.9845 | 4034.8513 | 0 | 11585.8468 | 7014.9845 | 18548.873 | 0 | 0.35651 | 1 | 0.21753 | 62523.9725 | 53.4194 | 107.3112 | 192.076
60s | ASHP | NoPV | STC | TC | EVc | 60s ASHP NoPV STC TC EVc | 30585 | 8124.8281 | 8175.6838 | 8872.5134 | 8628.6984 | 8124.8281 | 7362.7055 | 7543.6666 | 7333.83 | 0 | 812.9783 | 1328.8468 | 1294.8684 | 0 | 1812.8547 | 1328.8468 | 5679.2473 | 0 | 0.44845 | 1 | 0.228 | 30585.3321 | 39.8576 | 78.2638 | 110.6045
60s | Direct | NoPV | STC | TC | EVc | 60s Direct NoPV STC TC EVc | 44575 | 10809.322 | 9965.1965 | 11488.4673 | 11934.4806 | 10809.322 | 8459.453 | 10309.8782 | 9324.3524 | 0 | 1505.7435 | 1178.5892 | 2610.1282 | 0 | 4648.118 | 1178.5892 | 11447.9308 | 0 | 0.32395 | 1 | 0.228 | 44575.0584 | 37.353 | 57.848 | 139.2693
60s | ASHP | NoPV | STC | OC | EVc | 60s ASHP NoPV STC OC EVc | 52485 | 12328.6968 | 13054.8161 | 16162.4746 | 13069.765 | 12328.6968 | 9223.6971 | 10705.6728 | 10403.3195 | 0 | 3831.119 | 5456.8018 | 2666.4455 | 0 | 10444.9095 | 5456.8018 | 11694.9364 | 0 | 0.36679 | 1 | 0.228 | 52485.4565 | 58.9841 | 100.9671 | 160.6991
60s | Direct | NoPV | STC | OC | EVc | 60s Direct NoPV STC OC EVc | 78404 | 17304.3584 | 17180.393 | 28706.9217 | 18158.0234 | 17304.3584 | 12177.3245 | 12001.577 | 13928.8804 | 0 | 5003.0686 | 16705.3447 | 4229.143 | 0 | 14776.7757 | 16705.3447 | 18548.873 | 0 | 0.33858 | 1 | 0.228 | 78403.5398 | 61.8767 | 146.4949 | 192.076
60s | ASHP | NoPV | STC | TC | EVd | 60s ASHP NoPV STC TC EVd | 30585 | 8124.8281 | 8477.0966 | 8755.028 | 8380.8168 | 8124.8281 | 6909.8674 | 7543.6666 | 7085.9484 | 0 | 1567.2292 | 1211.3614 | 1294.8684 | 0 | 2878.0347 | 1211.3614 | 5679.2473 | 0 | 0.54455 | 1 | 0.228 | 30585.3321 | 32.8872 | 78.2638 | 110.6045
60s | Direct | NoPV | STC | TC | EVd | 60s Direct NoPV STC TC EVd | 44575 | 10810.3771 | 10969.5697 | 11485.1905 | 11687.4343 | 10810.3771 | 8282.7813 | 10310.1529 | 9077.3061 | 0 | 2686.7884 | 1175.0376 | 2610.1282 | 0 | 5433.0056 | 1175.0376 | 11447.9308 | 0 | 0.49453 | 1 | 0.228 | 44575.0584 | 31.4291 | 57.5133 | 139.2693
60s | ASHP | NoPV | STC | OC | EVd | 60s ASHP NoPV STC OC EVd | 52485 | 12328.6968 | 12742.8444 | 14554.3591 | 12821.8834 | 12328.6968 | 9074.1504 | 10705.6728 | 10155.4379 | 0 | 3668.694 | 3848.6863 | 2666.4455 | 0 | 7888.0762 | 3848.6863 | 11694.9364 | 0 | 0.46509 | 1 | 0.228 | 52485.4565 | 53.1066 | 100.9671 | 160.6991
60s | Direct | NoPV | STC | OC | EVd | 60s Direct NoPV STC OC EVd | 78404 | 17304.3584 | 16743.5309 | 25868.8592 | 17910.1418 | 17304.3584 | 12158.7624 | 12001.577 | 13680.9988 | 0 | 4584.7684 | 13867.2822 | 4229.143 | 0 | 11651.2899 | 13867.2822 | 18548.873 | 0 | 0.3935 | 1 | 0.228 | 78403.5398 | 55.3748 | 146.4949 | 192.076
60s | ASHP | NoPV | STC | TC | NoEV | 60s ASHP NoPV STC TC NoEV | 18759 | 5350.3513 | 5532.1997 | 6574.7101 | 6190.2672 | 5350.3513 | 4477.1095 | 5442.9666 | 4895.3988 | 0 | 1055.0902 | 1131.7435 | 1294.8684 | 0 | 2221.8213 | 1131.7435 | 5679.2473 | 0 | 0.47488 | 1 | 0.228 | 18759.3321 | 25.4193 | 90.2954 | 110.6045
60s | Direct | NoPV | STC | TC | NoEV | 60s Direct NoPV STC TC NoEV | 32749 | 8034.8386 | 7881.2636 | 9250.551 | 9496.0442 | 8034.8386 | 6053.4276 | 8209.1764 | 6885.9159 | 0 | 1827.8359 | 1041.3745 | 2610.1282 | 0 | 4057.9472 | 1041.3745 | 11447.9308 | 0 | 0.45043 | 1 | 0.228 | 32749.0584 | 23.1444 | 66.3854 | 139.2693
60s | ASHP | NoPV | STC | OC | NoEV | 60s ASHP NoPV STC OC NoEV | 40659 | 9554.22 | 10039.4459 | 11375.5826 | 10631.3338 | 9554.22 | 6969.8641 | 9982.9728 | 7964.8883 | 0 | 3069.5817 | 1392.6098 | 2666.4455 | 0 | 7744.9524 | 1392.6098 | 11694.9364 | 0 | 0.39633 | 1 | 0.228 | 40659.4565 | 41.4944 | 68.5671 | 160.6991
60s | Direct | NoPV | STC | OC | NoEV | 60s Direct NoPV STC OC NoEV | 66578 | 14529.8816 | 14163.6784 | 18996.0599 | 15719.5922 | 14529.8816 | 10251.0702 | 11278.877 | 11490.4492 | 0 | 3912.6083 | 7717.1829 | 4229.143 | 0 | 10988.3182 | 7717.1829 | 18548.873 | 0 | 0.35607 | 1 | 0.228 | 66577.5398 | 42.9767 | 114.0949 | 192.076
[8 empty] | Good | 41 | 6 | 49 | 96 | 62 | 11 | 23 | 96 | 26 | 43 | 27 | 96 | 16 | 80 | 0 | 96 |  |  |  |  | 77 | 23 | 0 | 100
[8 empty] | Bad | 16 | 69 | 11 | 96 | 16 | 62 | 18 | 96 | 19 | 35 | 42 | 96 | 8 | 0 | 88 | 96 |  |  |  |  | 0 | 0 | 96 | 96

## Best comparing
Cost if no load is shifted |  |  |  | Cost if all load is shifted |  |  |  | Savings/year with shifted heating |  |  |  | Amount of shifted load incentivised |  |  |  | Savings per kWh shifted |  |  |  | Max daily shift [kWh]
| Measured power tariff | Tiered rate tariff | Time of use tariff |  | Measured power tariff | Tiered rate tariff | Time of use tariff |  | Measured power tariff | Tiered rate tariff | Time of use tariff |  | Measured power tariff | Tiered rate tariff | Time of use tariff |  | Measured power tariff | Tiered rate tariff | Time of use tariff | Measured power rate | Tiered rate tariff | Time of use tariff
TEK17 | 5 | 6 | 37 |  | 27 | 5 | 16 |  | 15 | 18 | 15 |  | 8 | 39 | 0 |  | 3 | 45 | 0 | 29 | 24 | 0
60s | 36 | 0 | 12 |  | 35 | 6 | 7 |  | 12 | 24 | 12 |  | 8 | 40 | 0 |  | 0 | 48 | 0 | 48 | 0 | 0
TEK17 | 16 | 26 | 5 |  | 15 | 25 | 8 |  | 9 | 18 | 21 |  | 8 | 0 | 40 |  | 0 | 0 | 48 | 0 | 0 | 48
60s | 0 | 42 | 6 |  | 1 | 36 | 10 |  | 9 | 18 | 21 |  | 0 | 0 | 48 |  | 0 | 0 | 48 | 0 | 0 | 48
With Direct | 12 | 4 | 32 |  | 28 | 6 | 14 |  | 19 | 19 | 10 |  | 7 | 41 | 0 |  | 3 | 45 | 0 | 35 | 15 | 0
With ASHP | 29 | 2 | 17 |  | 34 | 5 | 9 |  | 8 | 23 | 17 |  | 9 | 38 | 0 |  | 0 | 48 | 0 | 42 | 9 | 0
With Direct | 11 | 36 | 1 |  | 13 | 34 | 0 |  | 14 | 15 | 19 |  | 4 | 0 | 44 |  | 0 | 0 | 48 | 0 | 0 | 48
With ASHP | 5 | 32 | 10 |  | 3 | 27 | 18 |  | 4 | 21 | 23 |  | 4 | 0 | 44 |  | 0 | 0 | 48 | 0 | 0 | 48
With PV | 25 | 6 | 17 |  | 31 | 9 | 8 |  | 12 | 22 | 14 |  | 8 | 39 | 0 |  | 2 | 46 | 0 | 41 | 10 | 0
Without PV | 16 | 0 | 32 |  | 31 | 2 | 15 |  | 15 | 20 | 13 |  | 8 | 40 | 0 |  | 1 | 47 | 0 | 36 | 14 | 0
With PV | 7 | 29 | 11 |  | 8 | 29 | 10 |  | 11 | 18 | 19 |  | 4 | 0 | 44 |  | 0 | 0 | 48 | 0 | 0 | 48
Without PV | 9 | 39 | 0 |  | 8 | 32 | 8 |  | 7 | 18 | 23 |  | 4 | 0 | 44 |  | 0 | 0 | 48 | 0 | 0 | 48
With STC | 17 | 3 | 28 |  | 28 | 7 | 13 |  | 9 | 26 | 13 |  | 10 | 37 | 0 |  | 3 | 45 | 0 | 40 | 12 | 0
Without STC | 24 | 3 | 21 |  | 34 | 4 | 10 |  | 18 | 16 | 14 |  | 6 | 42 | 0 |  | 0 | 48 | 0 | 37 | 12 | 0
With STC | 9 | 33 | 5 |  | 10 | 29 | 9 |  | 11 | 15 | 22 |  | 4 | 0 | 44 |  | 0 | 0 | 48 | 0 | 0 | 48
Without STC | 7 | 35 | 6 |  | 6 | 32 | 9 |  | 7 | 21 | 20 |  | 4 | 0 | 44 |  | 0 | 0 | 48 | 0 | 0 | 48
With WN | 22 | 6 | 20 |  | 19 | 6 | 23 |  | 12 | 10 | 26 |  | 8 | 40 | 0 |  | 3 | 45 | 0 | 43 | 10 | 0
With WO | 19 | 0 | 29 |  | 43 | 5 | 0 |  | 15 | 32 | 1 |  | 8 | 39 | 0 |  | 0 | 48 | 0 | 34 | 14 | 0
With WN | 16 | 21 | 11 |  | 16 | 31 | 0 |  | 16 | 24 | 8 |  | 0 | 0 | 48 |  | 0 | 0 | 48 | 0 | 0 | 48
With WO | 0 | 47 | 0 |  | 0 | 30 | 18 |  | 2 | 12 | 34 |  | 8 | 0 | 40 |  | 0 | 0 | 48 | 0 | 0 | 48
Without EV | 18 | 2 | 12 |  | 24 | 3 | 5 |  | 8 | 11 | 13 |  | 2 | 30 | 0 |  | 0 | 32 | 0 | 24 | 10 | 0
With EVc | 13 | 0 | 19 |  | 17 | 3 | 12 |  | 2 | 17 | 13 |  | 8 | 23 | 0 |  | 2 | 30 | 0 | 26 | 6 | 0
With EVd | 10 | 4 | 18 |  | 21 | 5 | 6 |  | 17 | 14 | 1 |  | 6 | 26 | 0 |  | 1 | 31 | 0 | 27 | 8 | 0
Without EV | 3 | 23 | 5 |  | 5 | 24 | 2 |  | 8 | 18 | 6 |  | 0 | 0 | 32 |  | 0 | 0 | 32 | 0 | 0 | 32
With EVc | 6 | 23 | 3 |  | 6 | 18 | 8 |  | 10 | 6 | 16 |  | 8 | 0 | 24 |  | 0 | 0 | 32 | 0 | 0 | 32
With EVd | 7 | 22 | 3 |  | 5 | 19 | 8 |  | 0 | 12 | 20 |  | 0 | 0 | 32 |  | 0 | 0 | 32 | 0 | 0 | 32
All cases
Good | 41 | 6 | 49 |  | 62 | 11 | 23 |  | 26 | 43 | 27 |  | 16 | 80 | 0 |  |  |  |  | 77 | 23 | 0 | 100
Bad | 16 | 69 | 11 |  | 16 | 62 | 18 |  | 19 | 35 | 42 |  | 8 | 0 | 88 |  |  |  |  | 0 | 0 | 96 | 96

## Load profiles average day
|  | 1 | 2 | 3 | 4 | 5 | 6 | 7 | 8 | 9 | 10 | 11 | 12 | 13 | 14 | 15 | 16 | 17 | 18 | 19 | 20 | 21 | 22 | 23 | 24
Basis | TEK17 WN Direct NoSTC NoPV NoEV | 0.79002 | 0.83964 | 0.91447 | 1.0421 | 1.237 | 2.1231 | 3.8835 | 4.0512 | 3.3751 | 2.229 | 1.7072 | 1.6 | 1.5331 | 1.5408 | 1.73 | 1.9897 | 2.1017 | 3.3661 | 4.1675 | 2.9912 | 2.3729 | 1.9579 | 0.98036 | 0.78718
60s | 60s WN Direct NoSTC NoPV NoEV | 2.9133 | 3.1716 | 3.3585 | 3.5081 | 3.564 | 5.168 | 6.6177 | 6.4016 | 5.4331 | 3.9813 | 3.2062 | 2.9579 | 2.8128 | 2.773 | 3.0006 | 3.3496 | 3.5798 | 5.0043 | 5.9269 | 4.9151 | 4.3418 | 3.4877 | 2.3595 | 2.5809
ASHP | TEK17 WN ASHP NoSTC NoPV NoEV | 0.49897 | 0.50076 | 0.53429 | 0.62929 | 0.82588 | 1.3711 | 2.5146 | 2.909 | 2.3492 | 1.3101 | 0.89164 | 0.85899 | 0.83251 | 0.85872 | 1.0461 | 1.3431 | 1.5213 | 2.8288 | 3.6125 | 2.3771 | 1.7486 | 1.4561 | 0.78926 | 0.55618
PV | TEK17 WN Direct NoSTC PV NoEV | 0.7868 | 0.8391 | 0.90891 | 1.0227 | 1.1845 | 2.0204 | 3.7009 | 3.6286 | 2.6135 | 1.4747 | 0.79401 | 0.64123 | 0.583 | 0.62632 | 0.88781 | 1.2363 | 1.5406 | 3.084 | 4.0694 | 2.9564 | 2.3626 | 1.9559 | 0.98009 | 0.78718
STC | TEK17 WN Direct STC NoPV NoEV | 0.75212 | 0.80129 | 0.87592 | 1.0039 | 1.2127 | 2.0291 | 3.5409 | 3.6365 | 3.1571 | 2.1958 | 1.6738 | 1.516 | 1.4324 | 1.4332 | 1.6209 | 1.8805 | 2.0661 | 2.4211 | 3.0299 | 2.7518 | 2.1523 | 1.7497 | 0.92289 | 0.75021
WO | TEK17 WO Direct NoSTC NoPV NoEV | 4.379 | 4.5036 | 4.6428 | 4.7869 | 4.0229 | 4.7747 | 5.744 | 5.9398 | 5.3459 | 4.2486 | 3.7258 | 3.6212 | 3.5526 | 3.6442 | 7.35 | 10.281 | 9.9826 | 11.3017 | 12.1841 | 11.2898 | 10.0361 | 7.4972 | 4.3626 | 4.2632
WO 60s | 60s WO Direct NoSTC NoPV NoEV | 6.6003 | 6.9298 | 7.1834 | 7.3331 | 6.4562 | 7.5011 | 7.9797 | 7.8865 | 7.0415 | 5.6987 | 4.9774 | 4.7552 | 4.6164 | 4.7435 | 8.3632 | 10.6797 | 10.4351 | 11.7946 | 12.7179 | 11.9034 | 10.9261 | 8.7179 | 5.7541 | 6.1143
EVc | TEK17 WN Direct NoSTC NoPV EVc | 0.79016 | 0.83964 | 0.91447 | 1.0421 | 1.237 | 2.1231 | 3.8835 | 4.0512 | 3.3751 | 2.229 | 1.7072 | 1.6 | 1.5331 | 1.5408 | 1.73 | 5.5897 | 5.7017 | 6.9661 | 7.7675 | 6.5912 | 5.9729 | 5.5579 | 4.5804 | 4.3872
EVd | TEK17 WN Direct NoSTC NoPV EVd | 4.3902 | 4.4396 | 4.5145 | 4.6421 | 4.837 | 2.1231 | 3.8835 | 4.0512 | 3.3751 | 2.229 | 1.7072 | 1.6 | 1.5331 | 1.5408 | 1.73 | 1.9897 | 2.1017 | 3.3661 | 4.1675 | 2.9912 | 5.9729 | 5.5579 | 4.5804 | 4.3872